## Metr 2026 Ocak Fiyat Listesi
MİTSUBİSHİ ELEKTRİK ENDÜSTRİYEL OTOMASYON ÜRÜN FİYAT LİSTESİ |  |  |  |  | 2025-01-08
Art No | Malzeme Tanımı | Ürün Açıklaması | Ürün Grubu | Alt Grup | Ocak 2026 Güncel Fiyat Listesi
293533 | Anybus CompactCom M40 DeviceNet | Anybus CompactCom M40 DeviceNet Module | HMI | Aksesuar | 745
293532 | Anybus CompactCom M40 Profibus | Anybus CompactCom M40 Profibus Module | HMI | Aksesuar | 593
288469 | GS21-07PSCC | GOT Simple;Protection foil;7";clear; 1 pc | HMI | aksesuar | 26.6
288468 | GS21-10PSCC | GOT Simple;Protection foil;10";clear; 1 pc | HMI | aksesuar | 169
225497 | GT01-RS4-M | RS-485 Multi-drop master unit, 16 GOTs to one FX/Q PLC | HMI | Aksesuar | 514
221378 | GT05-MEM-1GC | CF Karte with 1GB memory for GOT1000-Series | HMI | Aksesuar | 326
221379 | GT05-MEM-2GC | CF Karte with 2GB memory for GOT1000-Series | HMI | Aksesuar | 434
221377 | GT05-MEM-512MC | CF Karte with 512MB memory for GOT1000-Series | HMI | Aksesuar | 217
294527 | GT11H-CCL | GOT CC-Link Interface for Handy GOT´s | HMI | Aksesuar | 1615
281253 | GT14H-50ATT | GT14 Handy GOT Wallmounting Kit | HMI | Aksesuar | 112
221953 | GT15-DIOR | GOT digital I/O-card for GT15/GT16, 16 Inputs, 16 Outputs, negative common input | HMI | Aksesuar | 529
203494 | GT15-J61BT13 | GOT Interface for GT15 HMIs and CC-Link Intelligent station | HMI | Aksesuar | 855
247574 | GT15-J71GF13-T2 | GT27/25/16/15 CC Link IE Field Network Module | HMI | Aksesuar | 1043
218576 | GT15-J71GP23-SX | GOT CC-Link IE Interface for GT15/16 HMIs, 1GBaud, Fibre optic ring network | HMI | Aksesuar | 1880
170169 | GT15-PRN | GOT USB slave (PictBridge) for printer connection (GT15), 1 ch cable 3m included | HMI | Aksesuar | 428
169469 | GT15-PRN | GOT serial RS232 interface for GT15 HMIs; 9pin D-SUB | HMI | Aksesuar | 356
169470 | GT15-RS4-9S | GOT serial RS422/485 interface for GT15 HMIs; 9pin D-SUB | HMI | Aksesuar | 356
169471 | GT15-RS4-TE | GOT serial RS422/485 interface for GT15 HMIs; Terminal block | HMI | Aksesuar | 356
209826 | GT15-SOUT | GOT Sound output unit for GT15 | HMI | Aksesuar | 294
273505 | GT20-08PCO | GOT2000;Oil protection foil;8,4"; 1 pcs | HMI | Aksesuar | 211
273504 | GT20-10PCO | GOT2000;Oil protection foil;10,4"; 1 pcs | HMI | Aksesuar | 230
273503 | GT20-12PCO | GOT2000;Oil protection foil;12,1"; 1 pcs | HMI | Aksesuar | 287
276825 | GT20-15PCO | GOT2000;Oil protection foil;15"; 1 pcs | HMI | Aksesuar | 304
279813 | GT21-03PSCC-UC | GOT2000;Protection foil;3,8";clear;5 pcs | HMI | Aksesuar | 44.6
279812 | GT21-03PSGC-UC | GOT2000;Protection foil;3,8";anti glare;5 pcs | HMI | Aksesuar | 44.6
279811 | GT21-03SDCD | GOT2000;GT21 SD Card Option Unit | HMI | Aksesuar | 48.3
288984 | GT21-04RPCO | GOT2000;Oil protection foil;4,3"; 1 pc | HMI | Aksesuar | 149
288055 | GT21-04RPSCC-UC | GOT2000;Protection foil;4,3";clear;5 pcs | HMI | Aksesuar | 44.6
288044 | GT21-04RPSGC-UC | GOT2000;Protection foil;4,3";anti glare;5 pcs | HMI | Aksesuar | 44.6
288043 | GT25-05PCO | GOT2000;Oil protection foil;5,7"; 1 pcs | HMI | Aksesuar | 152
288041 | GT25-05PSCC | GOT2000;Protection foil;5,7";clear; 5 pcs | HMI | Aksesuar | 45.6
288042 | GT25-05PSGC | GOT2000;Protection foil;5,7";anti glare; 5 pcs | HMI | Aksesuar | 45.6
273501 | GT25-08PSCC | GOT2000;Protection foil;8,4";clear; 5 pcs | HMI | Aksesuar | 76.6
273500 | GT25-08PSCC-UC | GOT2000;Protection foil;8,4";clear;USB port covered;5 pcs | HMI | Aksesuar | 76.6
273502 | GT25-08PSGC | GOT2000;Protection foil;8,4";anti glare; 5 pcs | HMI | Aksesuar | 76.6
303959 | GT25-10FIT-EXS | GOT2000;Extra mounting clips for GT27/25 10" ATEX models;2 pcs | HMI | Aksesuar | 26.2
273498 | GT25-10PSCC | GOT2000;Protection foil;10,4";clear; 5 pcs | HMI | Aksesuar | 95.6
273497 | GT25-10PSCC-UC | GOT2000;Protection foil;10,4";clear;USB port covered;5 pcs | HMI | Aksesuar | 95.6
273499 | GT25-10PSGC | GOT2000;Protection foil;10,4";anti glare; 5 pcs | HMI | Aksesuar | 95.6
303960 | GT25-12FIT-EXS | GOT2000;Extra mounting clips for GT27/25 12" ATEX models;4 pcs | HMI | Aksesuar | 43.7
273495 | GT25-12PSCC | GOT2000;Protection foil;12,1";clear; 5 pcs | HMI | Aksesuar | 154
273474 | GT25-12PSCC-UC | GOT2000;Protection foil;12,1";clear;USB port covered;5 pcs | HMI | Aksesuar | 154
273496 | GT25-12PSGC | GOT2000;Protection foil;12,1";anti glare; 5 pcs | HMI | Aksesuar | 154
292523 | GT25-FNADP | GOT2000;GT27/25 Network adapter for Anybus CompactCom M40 Profibus DP/DeviceNet | HMI | Aksesuar | 530
274946 | GT25-MESIFKEY-1 | GOT2000;MES Functionality;1 Licence | HMI | Aksesuar | 375
274948 | GT25-PCRAKEY-1 | GOT2000;PC Remote Access Functionality;1 Licence | HMI | Aksesuar | 375
274947 | GT25-VNCSKEY-1 | GOT2000;VNC Server Functionality for GS21-N/GT21-W/GT25/GT27;1 Licence | HMI | Aksesuar | 46
294485 | GT25-WEBSKEY-1 | GOT2000;Webserver Functionality;1 Licence | HMI | Aksesuar | 72.5
276823 | GT27-15PSCC | GOT2000;Protection foil;15";clear; 5 pcs | HMI | Aksesuar | 198
276824 | GT27-15PSGC | GOT2000;Protection foil;15";anti glare; 5 pcs | HMI | Aksesuar | 198
273516 | GT27-MMR-Z | GOT2000;Multimedia unit;Video input(NTSC/PAL);1 ch;Record/Play | HMI | Aksesuar | 1378
288057 | GT27-ROUT | GOT2000;Video output unit;1x RGB | HMI | Aksesuar | 742
273472 | GT27-V4R1-Z | GOT2000;Video input unit;4x NTSC/PAL;1x RGB | HMI | Aksesuar | 1378
273517 | GT27-V4-Z | GOT2000;Video input unit;4x NTSC/PAL | HMI | Aksesuar | 1060
163954 | GT01-C100R4-25P | GOT Connection cable for CPU (MELSEC AnS/QnAS or A/QnA) and GOT1000-series; 10 m | HMI | Aksesuar-KABLO | 311
163949 | GT01-C10R4-8P | GOT Connection cable for CPU (MELSEC FX series) and GOT1000-series HMIs; 1 m | HMI | Aksesuar-KABLO | 55.1
163955 | GT01-C200R4-25P | GOT Connection cable for CPU (MELSEC AnS/QnAS or A/QnA) and GOT1000-series; 20 m | HMI | Aksesuar-KABLO | 342
163956 | GT01-C300R4-25P | GOT Connection cable for CPU (MELSEC AnS/QnAS or A/QnA) and GOT1000-series; 30 m | HMI | Aksesuar-KABLO | 389
163959 | GT01-C30R2-6P | Conn.cable Q/LCPU+GOT2000/GOT1000/GOT Simple / Progr.cable GT1020/30;3m | HMI | Aksesuar-KABLO | 78.7
163953 | GT01-C30R4-25P | Conn.cable AnS/QnAS/A/QnA/F-CPU+GOT2000/GOT1000/GOT Simple;3m | HMI | Aksesuar-KABLO | 264
163948 | GT01-C30R4-8P | Conn.cable F-CPU+GOT2000/GOT1000/GOT Simple;3m | HMI | Aksesuar-KABLO | 78.7
200497 | GT10-C100R4-25P | GOT Connection cable for CPU (MELSEC AnS/QnAS/A/QnA) and GT1020/GT1030; 10 m | HMI | Aksesuar-KABLO | 96.2
200495 | GT10-C100R4-8P | Conn.cable F-CPU + GT1020/GT1030/GT2103-PMBDS;10m | HMI | Aksesuar-KABLO | 96.2
200496 | GT10-C30R4-25P | GOT Connection cable for CPU (MELSEC AnS/QnAS/A/QnA) and GT1020/GT1030; 3 m | HMI | Aksesuar-KABLO | 52.4
271458 | GT14H-C100-42P | GOT conn.cable for GT14 HandyGOT and Connector Box; 10 m; connector | HMI | Aksesuar-KABLO | 852
271456 | GT14H-C30-42P | GOT conn.cable for GT14 HandyGOT and Connector Box; 3 m; connector | HMI | Aksesuar-KABLO | 512
271457 | GT14H-C60-42P | GOT conn.cable for GT14 HandyGOT and Connector Box; 6 m; connector | HMI | Aksesuar-KABLO | 724
237254 | GT16H-C100-42P | GOT conn.cable for HandyGOT and Connector Box; 10 m; connector | HMI | Aksesuar-KABLO | 852
237252 | GT16H-C30-42P | GOT conn.cable for HandyGOT and Connector Box; 3 m; connector | HMI | Aksesuar-KABLO | 512
237253 | GT16H-C60-42P | GOT conn.cable for HandyGOT and Connector Box; 6 m; connector | HMI | Aksesuar-KABLO | 724
237251 | GT16H-CNB-42S | GOT connector Box for GT1665HS-VTBD | HMI | Aksesuar-KABLO | 641
280471 | GT21-C100R4-25P5 | GOT2000;RS-422 connection cable between Q CPU and GT2103-PMBD;10m | HMI | Aksesuar-KABLO | 96.2
280465 | GT21-C10R4-8P5 | GOT2000;RS-422 connection cable between FX CPU and GT2103-PMBD;1m | HMI | Aksesuar-KABLO | 36.7
280474 | GT21-C200R4-25P5 | GOT2000;RS-422 connection cable between Q CPU and GT2103-PMBD;20m | HMI | Aksesuar-KABLO | 178
280475 | GT21-C300R4-25P5 | GOT2000;RS-422 connection cable between Q CPU and GT2103-PMBD;30m | HMI | Aksesuar-KABLO | 339
280470 | GT21-C30R4-25P5 | GOT2000;RS-422 connection cable between Q CPU and GT2103-PMBD;3m | HMI | Aksesuar-KABLO | 52.4
280466 | GT21-C30R4-8P5 | GOT2000;RS-422 connection cable between FX CPU and GT2103-PMBD;3m | HMI | Aksesuar-KABLO | 52.4
584883 | GS2107-WTBD-N | GOT Simple;7"wideTFT;DC;WVGA;65k colors;RS-422/485;RS-232;USB;Eth;SD;Black | HMI | GS | 646
584884 | GS2110-WTBD-N | GOT Simple;10"wideTFT;DC;WVGA;65k colors;RS-422/485;RS-232;USB;Eth;SD;Black | HMI | GS | 1272
270504 | GT2712-STBA | GOT2000;12,1"TFT;AC;SVGA;65k colors;RS-422/485;RS-232;USB;Eth;SD;Black | HMI | GT2000 | 4468
279809 | GT2103-PMBD | GOT2000;3,8"TFT;DC;320x128;32 Greyscales;RS-422/485;USB;Eth;Black | HMI | GT2000 | 500
279810 | GT2103-PMBDS | GOT2000;3,8"TFT;DC;320x128;32 Greyscales;RS-422/485;RS-232;USB;Black | HMI | GT2000 | 450
288038 | GT2103-PMBDS2 | GOT2000;3,8"TFT;DC;320x128;32 Greyscales;2xRS-232;USB;Black | HMI | GT2000 | 450
288039 | GT2103-PMBLS | GOT2000;3,8"TFT;DC;320x128;32 Greyscales;RS-422;RS-232;USB;5V;Black | HMI | GT2000 | 443
283924 | GT2104-RTBD | GOT2000;4,3"TFT;DC;480x272;65k Colors;RS-422/485;RS-232;USB;Eth;SD;Black | HMI | GT2000 | 808
313329 | GT2107-WTBD | GOT2000;7"wideTFT;DC;WVGA;65k colors;RS-422/485;RS-232;USB;Eth;SD;Black | HMI | GT2000 | 1287
311489 | GT2107-WTSD | GOT2000;7"wideTFT;DC;WVGA;65k colors;RS-422/485;RS-232;USB;Eth;SD;Silver | HMI | GT2000 | 1287
338564 | GT2505HS-VTBD | GOT2000;5,7"HandyTFT;DC;VGA;65k colors;RS-422;RS-232;USB;Eth;SD;Black | HMI | GT2000 | 2699
331429 | GT2506HS-VTBD | GOT2000;6,5"HandyTFT;DC;VGA;65k colors;RS-422/485;RS-232;USB;Eth;SD;Black | HMI | GT2000 | 4318
338565 | GT2507T-WTSD | GOT2000;7"wideTFT;DC;WVGA;65k colors;RS-422/485;RS-232;USB;Eth;SD;Silver,rugged | HMI | GT2000 | 3859
313826 | GT2507-WTBD | GOT2000;7"wideTFT;DC;WVGA;65k colors;RS-422/485;RS-232;USB;Eth;SD;Black | HMI | GT2000 | 2757
313825 | GT2507-WTSD | GOT2000;7"wideTFT;DC;WVGA;65k colors;RS-422/485;RS-232;USB;Eth;SD;Silver | HMI | GT2000 | 2757
296314 | GT2508F-VTND + GT25F-08ESGS | GOT2000;8,4"TFT;DC;VGA;65k col;RS-422/485;RS-232;USB;Eth;SD;OpenFrame+Sheet | HMI | GT2000 | 3257
276819 | GT2508-VTBA | GOT2000;8,4"TFT;AC;VGA;65k colors;RS-422/485;RS-232;USB;Eth;SD;Black | HMI | GT2000 | 2825
276820 | GT2508-VTBD | GOT2000;8,4"TFT;DC;VGA;65k colors;RS-422/485;RS-232;USB;Eth;SD;Black | HMI | GT2000 | 3078
276821 | GT2508-VTWA | GOT2000;8,4"TFT;AC;VGA;65k colors;RS-422/485;RS-232;USB;Eth;SD;White | HMI | GT2000 | 2825
276822 | GT2508-VTWD | GOT2000;8,4"TFT;DC;VGA;65k colors;RS-422/485;RS-232;USB;Eth;SD;White | HMI | GT2000 | 3078
296311 | GT2510F-VTNA + GT25F-10ESGS | GOT2000;10,4"TFT;AC;VGA;65k col;RS-422/485;RS-232;USB;Eth;SD;OpenFrame+Sheet | HMI | GT2000 | 3970
296312 | GT2510F-VTND + GT25F-10ESGS | GOT2000;10,4"TFT;DC;VGA;65k col;RS-422/485;RS-232;USB;Eth;SD;OpenFrame+Sheet | HMI | GT2000 | 3779
276815 | GT2510-VTBA | GOT2000;10,4"TFT;AC;VGA;65k colors;RS-422/485;RS-232;USB;Eth;SD;Black | HMI | GT2000 | 3772
276816 | GT2510-VTBD | GOT2000;10,4"TFT;DC;VGA;65k colors;RS-422/485;RS-232;USB;Eth;SD;Black | HMI | GT2000 | 3582
276817 | GT2510-VTWA | GOT2000;10,4"TFT;AC;VGA;65k colors;RS-422/485;RS-232;USB;Eth;SD;White | HMI | GT2000 | 3772
276818 | GT2510-VTWD | GOT2000;10,4"TFT;DC;VGA;65k colors;RS-422/485;RS-232;USB;Eth;SD;White | HMI | GT2000 | 3582
313794 | GT2510-WXTBD | GOT2000;10,1"wideTFT;DC;WXGA;65k colors;RS-422/485;RS-232;USB;Eth;SD;Black | HMI | GT2000 | 3225
313793 | GT2510-WXTSD | GOT2000;10,1"wideTFT;DC;WXGA;65k colors;RS-422/485;RS-232;USB;Eth;SD;Silver | HMI | GT2000 | 3225
296309 | GT2512F-STNA + GT25F-12ESGS | GOT2000;12,1"TFT;AC;SVGA;65k col;RS-422/485;RS-232;USB;Eth;SD;OpenFrame+Sheet | HMI | GT2000 | 4490
296310 | GT2512F-STND + GT25F-12ESGS | GOT2000;12,1"TFT;DC;SVGA;65k col;RS-422/485;RS-232;USB;Eth;SD;OpenFrame+Sheet | HMI | GT2000 | 4616
281858 | GT2512-STBA | GOT2000;12,1"TFT;AC;SVGA;65k colors;RS-422/485;RS-232;USB;Eth;SD;Black | HMI | GT2000 | 4275
587751 | GT2512-WXTBD | GOT2000;12,1"wideTFT;DC;WXGA;65k colors;RS-422/485;RS-232;USB;Eth;SD;Black | HMI | GT2000 | 3762
587832 | GT2512-WXTSD | GOT2000;12,1"wideTFT;DC;WXGA;65k colors;RS-422/485;RS-232;USB;Eth;SD;Silver | HMI | GT2000 | 3762
288037 | GT2705-VTBD | GOT2000;5,7"TFT;DC;VGA;65k colors;RS-422/485;RS-232;USB;Eth;SD;Black | HMI | GT2000 | 2996
270564 | GT2708-STBA | GOT2000;8,4"TFT;AC;SVGA;65k colors;RS-422/485;RS-232;USB;Eth;SD;Black | HMI | GT2000 | 3583
270565 | GT2708-STBD | GOT2000;8,4"TFT;DC;SVGA;65k colors;RS-422/485;RS-232;USB;Eth;SD;Black | HMI | GT2000 | 3716
270566 | GT2708-VTBA | GOT2000;8,4"TFT;AC;VGA;65k colors;RS-422/485;RS-232;USB;Eth;SD;Black | HMI | GT2000 | 3128
270567 | GT2708-VTBD | GOT2000;8,4"TFT;DC;VGA;65k colors;RS-422/485;RS-232;USB;Eth;SD;Black | HMI | GT2000 | 3229
270558 | GT2710-STBA | GOT2000;10,4"TFT;AC;SVGA;65k colors;RS-422/485;RS-232;USB;Eth;SD;Black | HMI | GT2000 | 4778
270559 | GT2710-STBD | GOT2000;10,4"TFT;DC;SVGA;65k colors;RS-422/485;RS-232;USB;Eth;SD;Black | HMI | GT2000 | 4911
270560 | GT2710-VTBA | GOT2000;10,4"TFT;AC;VGA;65k colors;RS-422/485;RS-232;USB;Eth;SD;Black | HMI | GT2000 | 4439
270561 | GT2710-VTBD | GOT2000;10,4"TFT;DC;VGA;65k colors;RS-422/485;RS-232;USB;Eth;SD;Black | HMI | GT2000 | 4370
270562 | GT2710-VTWA | GOT2000;10,4"TFT;AC;VGA;65k colors;RS-422/485;RS-232;USB;Eth;SD;White | HMI | GT2000 | 4439
270563 | GT2710-VTWD | GOT2000;10,4"TFT;DC;VGA;65k colors;RS-422/485;RS-232;USB;Eth;SD;White | HMI | GT2000 | 4370
270555 | GT2712-STBD | GOT2000;12,1"TFT;DC;SVGA;65k colors;RS-422/485;RS-232;USB;Eth;SD;Black | HMI | GT2000 | 5415
270556 | GT2712-STWA | GOT2000;12,1"TFT;AC;SVGA;65k colors;RS-422/485;RS-232;USB;Eth;SD;White | HMI | GT2000 | 5282
270557 | GT2712-STWD | GOT2000;12,1"TFT;DC;SVGA;65k colors;RS-422/485;RS-232;USB;Eth;SD;White | HMI | GT2000 | 5415
275975 | GT2715-XTBA | GOT2000;15"TFT;AC;XGA;65k colors;RS-422/485;RS-232;USB;Eth;SD;Black | HMI | GT2000 | 5747
275976 | GT2715-XTBD | GOT2000;15"TFT;DC;XGA;65k colors;RS-422/485;RS-232;USB;Eth;SD;Black | HMI | GT2000 | 5993
296313 | GT2508F-VTNA + GT25F-08ESGS | GOT2000;8,4"TFT;AC;VGA;65k col;RS-422/485;RS-232;USB;Eth;SD;OpenFrame+Sheet | HMI | GT2000 | 3005
281859 | GT2512-STBD | GOT2000;12,1"TFT;DC;SVGA;65k colors;RS-422/485;RS-232;USB;Eth;SD;Black | HMI | GT2000 | 4401
323265 | GT2505-VTBD | GOT2000;5,7"TFT;DC;VGA;65k colors;RS-422/485;RS-232;USB;Eth;SD;Black | HMI | GT2000 | 1482
751935 | GT3715-FHCBD-030 | GOT3000;15.6"Wide,Full-HD,TFT 16 mil,Black,24V DC,Non front USB-030 | HMI | GT3000 | 5832
751955 | GT3715-FHCBD | GOT3000; 15.6" Wide FHD TFT LCD, 16M colors, Black, 24V DC | HMI | GT3000 | 5832
751956 | GT3712-WXCBD | GOT3000; 12.1" Wide WXGA TFT LCD, 16M colors, Black, 24V DC | HMI | GT3000 | 5268
751957 | GT3712-XRBA | GOT3000; 12.1" XGA TFT LCD, 16M colors, Black, 100–240V AC | HMI | GT3000 | 5138
751958 | GT3712-XRBD | GOT3000; 12.1" XGA TFT LCD, 16M colors, Black, 24V DC | HMI | GT3000 | 5267
751959 | GT3710-XRBA | GOT3000; 10.4" XGA TFT LCD, 16M colors, Black, 100–240V AC | HMI | GT3000 | 4648
751960 | GT3710-XRBD | GOT3000; 10.4" XGA TFT LCD, 16M colors, Black, 24V DC | HMI | GT3000 | 4777
751961 | GT3708-XRBA | GOT3000; 8.4" XGA TFT LCD, 16M colors, Black, 100–240V AC | HMI | GT3000 | 3486
751962 | GT3708-XRBD | GOT3000; 8.4" XGA TFT LCD, 16M colors, Black, 24V DC | HMI | GT3000 | 3615
751963 | GT37-15WPSGC | GOT3000; Protective sheet 15.6" Wide, Antiglare, Transparent | HMI | Aksesuar | 182
751964 | GT37-15WPSCC | GOT3000; Protective sheet 15.6" Wide, Clear, Transparent | HMI | Aksesuar | 182
751965 | GT37-12WPSGC | GOT3000; Protective sheet 12.1" Wide, Antiglare, Transparent | HMI | Aksesuar | 146
751966 | GT37-12WPSCC | GOT3000; Protective sheet 12.1" Wide, Clear, Transparent | HMI | Aksesuar | 146
751967 | GT37-IF2000 | GOT3000; Extension unit for GOT2000/1000 communication modules | HMI | Aksesuar | 3473
751976 | GT3S-SGTKEYA1N-1 | Digital license for GT SoftGOT3000 | HMI | Aksesuar | 1415
751977 | GT30-WEBSKEYA1N-1 | GOT Mobile function digital license for GOT3000 | HMI | Aksesuar | 483
751978 | GT3S-WEBSKEYA1N-1 | GOT Mobile function digital license for GT SoftGOT3000 | HMI | Aksesuar | 1132
751979 | GT30-VNCSKEYA1N-1 | VNC server function digital license | HMI | Aksesuar | 357
751980 | GT30-VPNKEYA1N-1 | VPN connection function digital license | HMI | Aksesuar | 128
277280 | GT SoftGOT2000- USB RT V01-1L0C-E | GT SoftGOT2000 Runtime V1;eng;for GOT2000 projects;USB dongle | HMI | SOFTWARE | 1200
234645 | GT Works3 V01-2L0C-E | HMI Programming Software for GOT1000/GOT2000/SoftGOT, English, 2 Licences USB | HMI | SOFTWARE | 209
234646 | GT Works3 V01-5L0C-E | HMI Programming-S/W for GOT2000/1000+SoftGOT; English; USB; 5 PC´s | HMI | SOFTWARE | 369
216905 | FR-A741-5.5K | Inverter; Rated Power: 5,5kW; 3x380-480V; Rated Current: 12A; IP00 | INVERTER | A741 | 1591
216906 | FR-A741-7.5K | Inverter; Rated Power: 7,5kW; 3x380-480V; Rated Current: 17A; IP00 | INVERTER | A741 | 1855
216907 | FR-A741-11K | Inverter; Rated Power: 11kW; 3x380-480V; Rated Current: 23A; IP00 | INVERTER | A741 | 2300
216908 | FR-A741-15K | Inverter; Rated Power: 15kW; 3x380-480V; Rated Current: 31A; IP00 | INVERTER | A741 | 2550
216909 | FR-A741-18.5K | Inverter; Rated Power: 18,5kW; 3x380-480V; Rated Current: 38A; IP00 | INVERTER | A741 | 3421
217397 | FR-A741-22K | Inverter; Rated Power: 22kW; 3x380-480V; Rated Current: 44A; IP00 | INVERTER | A741 | 3893
216910 | FR-A741-30K | Inverter; Rated Power: 30kW; 3x380-480V; Rated Current: 57A; IP00 | INVERTER | A741 | 4210
216911 | FR-A741-37K | Inverter; Rated Power: 37kW; 3x380-480V; Rated Current: 71A; IP00 | INVERTER | A741 | 4937
216912 | FR-A741-45K | Inverter; Rated Power: 45kW; 3x380-480V; Rated Current: 86A; IP00 | INVERTER | A741 | 5419
216913 | FR-A741-55K | Inverter; Rated Power: 55kW; 3x380-480V; Rated Current: 110A; IP00 | INVERTER | A741 | 6650
297566 | FR-A840-00023-E2-60 | Inverter AC; Pn: 0,25-0,75kW; 3x380-500V;In max: 2,3A;(0,4kW; 1,5A); IP20 | INVERTER | A800 | 387
297567 | FR-A840-00038-E2-60 | Inverter AC; Pn: 0,4-1,5kW; 3x380-500V;In max: 3,8A;(0,75kW; 2,54A); IP20 | INVERTER | A800 | 327
297568 | FR-A840-00052-E2-60 | Inverter AC; Pn: 0,75-2,2kW; 3x380-500V;In max: 5,2A;(1,5kW; 4A); IP20 | INVERTER | A800 | 356
297569 | FR-A840-00083-E2-60 | Inverter AC; Pn: 1,5-3,7kW; 3x380-500V;In max: 8,3A;(2,2kW; 6A); IP20 | INVERTER | A800 | 397
297570 | FR-A840-00126-E2-60 | Inverter AC; Pn: 2,2-5,5kW; 3x380-500V;In max: 12A;(3,7kW; 9A); IP20 | INVERTER | A800 | 466
297571 | FR-A840-00170-E2-60 | Inverter AC; Pn: 3,7-7,5kW; 3x380-500V;In max: 17A;(5,5kW; 12A); IP20 | INVERTER | A800 | 540
297572 | FR-A840-00250-E2-60 | Inverter AC; Pn: 5,5-11kW; 3x380-500V;In max: 25A;(7,5kW; 17A); IP20 | INVERTER | A800 | 693
297573 | FR-A840-00310-E2-60 | Inverter AC; Pn: 7,5-15kW; 3x380-500V;In max: 31A;(11kW; 23A); IP20 | INVERTER | A800 | 859
297574 | FR-A840-00380-E2-60 | Inverter AC; Pn: 11-18,5kW; 3x380-500V;In max: 38A;(15kW; 31A); IP20 | INVERTER | A800 | 1058
297575 | FR-A840-00470-E2-60 | Inverter AC; Pn: 15-22kW; 3x380-500V;In max: 47A;(18,5kW; 38A); IP20 | INVERTER | A800 | 1306
297576 | FR-A840-00620-E2-60 | Inverter AC; Pn: 18,5-30kW; 3x380-500V;In max: 62A;(22kW; 44A); IP20 | INVERTER | A800 | 1546
297577 | FR-A840-00770-E2-60 | Inverter AC; Pn: 22-37kW; 3x380-500V;In max: 77A;(30kW; 57A); IP00 | INVERTER | A800 | 1693
297578 | FR-A840-00930-E2-60 | Inverter AC; Pn: 30-45kW; 3x380-500V;In max: 93A;(37kW; 71A); IP00 | INVERTER | A800 | 2039
297579 | FR-A840-01160-E2-60 | Inverter AC; Pn: 37-55kW; 3x380-500V;In max: 116A;(45kW; 86A); IP00 | INVERTER | A800 | 2239
297580 | FR-A840-01800-E2-60 | Inverter AC without DC Choke;Pn:45-90kW;3x380-500V;In max:180A;(55kW; 110A);IP00 | INVERTER | A800 | 2959
297581 | FR-A840-02160-E2-60 | Inverter AC without DC Choke;Pn:55-110kW;3x380-500V;In max:216A;(75kW; 144A)IP00 | INVERTER | A800 | 3698
297582 | FR-A840-02600-E2-60 | Inverter AC without DC Choke;Pn:75-132kW;3x380-500V;In max:260A;(90kW; 180A)IP00 | INVERTER | A800 | 4316
297583 | FR-A840-03250-E2-60 | InverterAC without DC Choke;Pn:90-160kW;3x380-500V;In max:325A;(110kW; 216A)IP00 | INVERTER | A800 | 5391
297584 | FR-A840-03610-E2-60 | InverterAC without DC Choke;Pn:110-185kW;3x380-500V;In max:361A;(132kW;260A)IP00 | INVERTER | A800 | 6211
297585 | FR-A840-04320-E2-60 | InverterAC without DC Choke;Pn:132-220kW;3x380-500V;In max:432A;(160kW;325A)IP00 | INVERTER | A800 | 7984
297586 | FR-A840-04810-E2-60 | InverterAC without DC Choke;Pn:160-250kW;3x380-500V;In max:481A;(185kW;361A)IP00 | INVERTER | A800 | 9832
297587 | FR-A840-05470-E2-60 | InverterAC without DC Choke;Pn:185-280kW;3x380-500V;In max:547A;(220kW;432A)IP00 | INVERTER | A800 | 10095
297588 | FR-A840-06100-E2-60 | InverterAC without DC Choke;Pn:220-315kW;3x380-500V;In max:610A;(250kW;481A)IP00 | INVERTER | A800 | 11947
297589 | FR-A840-06830-E2-60 | InverterAC without DC Choke;Pn:250-355kW;3x380-500V;In max:683A;(280kW;547A)IP00 | INVERTER | A800 | 13109
297590 | FR-A842-07700-E2-60 | Inverter DC; Pn: 280-400kW; DC 537-707V;In max: 770A;(315kW; 610A); IP00 | INVERTER | A800 | ***
297591 | FR-A842-08660-E2-60 | Inverter DC; Pn: 315-450kW; DC 537-707V;In max: 866A;(355kW; 683A); IP00 | INVERTER | A800 | ***
297592 | FR-A842-09620-E2-60 | Inverter DC; Pn: 355-500kW; DC 537-707V;In max: 962A;(400kW; 770A); IP00 | INVERTER | A800 | ***
297593 | FR-A842-10940-E2-60 | Inverter DC; Pn: 400-550kW; DC 537-707V;In max: 1094A;(450kW; 866A); IP00 | INVERTER | A800 | ***
297594 | FR-A842-12120-E2-60 | Inverter DC; Pn: 450-630kW; DC 537-707V;In max: 1212A;(500kW; 962A); IP00 | INVERTER | A800 | ***
280792 | FR-A846-00023-2-60L2 | Inverter AC; Pn: 0,4-0,75kW; 3x380-500V;In max: 2,1A;(0,4kW; 1,5A); IP55 | INVERTER | A800 | 473
280793 | FR-A846-00038-2-60L2 | Inverter AC; Pn: 0,75-1,5kW; 3x380-500V;In max: 3,5A;(0,75kW; 2,54A); IP55 | INVERTER | A800 | 505
280794 | FR-A846-00052-2-60L2 | Inverter AC; Pn: 1,5-2,2kW; 3x380-500V;In max: 4,8A;(1,5kW; 4A); IP55 | INVERTER | A800 | 550
280795 | FR-A846-00083-2-60L2 | Inverter AC; Pn: 2,2-3,7kW; 3x380-500V;In max: 7,6A;(2,2kW; 6A); IP55 | INVERTER | A800 | 694
280796 | FR-A846-00126-2-60L2 | Inverter AC; Pn: 3,7-5,5kW; 3x380-500V;In max: 11,5A;(3,7kW; 9A); IP55 | INVERTER | A800 | 741
280797 | FR-A846-00170-2-60L2 | Inverter AC; Pn: 5,5-7,5kW; 3x380-500V;In max: 16A;(5,5kW; 12A); IP55 | INVERTER | A800 | 941
280798 | FR-A846-00250-2-60L2 | Inverter AC; Pn: 7,5-11kW; 3x380-500V;In max: 23A;(7,5kW; 17A); IP55 | INVERTER | A800 | 1118
280799 | FR-A846-00310-2-60L2 | Inverter AC; Pn:11-15kW; 3x380-500V;In max: 29A;(11kW; 23A); IP55 | INVERTER | A800 | 1488
280800 | FR-A846-00380-2-60L2 | Inverter AC; Pn: 15-18,5kW; 3x380-500V;In max: 35A;(15kW; 31A); IP55 | INVERTER | A800 | 1805
280801 | FR-A846-00470-2-60L2 | Inverter AC; Pn: 18,5-22kW; 3x380-500V;In max: 43A;(18,5kW; 38A); IP55 | INVERTER | A800 | 2102
280802 | FR-A846-00620-2-60L2 | Inverter AC; Pn: 22-30kW; 3x380-500V;In max: 57A;(22kW; 44A); IP55 | INVERTER | A800 | 2188
280803 | FR-A846-00770-2-60L2 | Inverter AC; Pn: 30-37kW; 3x380-500V;In max: 70A;(30kW; 57A); IP55 | INVERTER | A800 | 2686
280804 | FR-A846-00930-2-60L2 | Inverter AC; Pn: 37-45kW; 3x380-500V;In max: 85A;(37kW; 71A); IP55 | INVERTER | A800 | 3226
280805 | FR-A846-01160-2-60L2 | Inverter AC; Pn: 45-55kW; 3x380-500V;In max: 106A;(45kW; 86A); IP55 | INVERTER | A800 | 3841
280806 | FR-A846-01800-2-60L2 | Inverter AC; Pn: 55-75kW; 3x380-500V;In max: 144A;(55kW; 110A); IP55 | INVERTER | A800 | 4589
280807 | FR-A846-02160-2-60L2 | Inverter AC; Pn: 75-90kW; 3x380-500V;In max: 180A;(75kW; 144A); IP55 | INVERTER | A800 | 5200
280808 | FR-A846-02600-2-60L2 | Inverter AC; Pn: 90-110kW; 3x380-500V;In max: 216A;(90kW; 180A); IP55 | INVERTER | A800 | 6069
280809 | FR-A846-03250-2-60L2 | Inverter AC; Pn: 110-132kW; 3x380-500V;In max: 260A;(110kW; 216A); IP55 | INVERTER | A800 | 7178
280810 | FR-A846-03610-2-60L2 | Inverter AC; Pn: 132-160kW; 3x380-500V;In max: 325A;(132kW; 260A); IP55 | INVERTER | A800 | 9030
406262 | FR-A870-00550-E2-60 | Inverter AC; Pn: 37-45kW; 3x525-690V;In max: 55A; IP20 | INVERTER | A800 | 6630
406263 | FR-A870-00660-E2-60 | Inverter AC; Pn: 45-55kW; 3x525-690V;In max: 66A; IP20 | INVERTER | A800 | 7095
406264 | FR-A870-00890-E2-60 | Inverter AC; Pn: 55-75kW; 3x525-690V;In max: 89A; IP20 | INVERTER | A800 | 7677
404451 | FR-A870-02300-E2-60 | Inverter AC; Pn: 160-200kW; 3x525-690V;In max: 230A; IP20 | INVERTER | A800 | 10359
404672 | FR-A870-02860-E2-60 | Inverter AC; Pn: 200-250kW; 3x525-690V;In max: 286A; IP20 | INVERTER | A800 | 13467
202430 | FR-BU2-H75K | Brake Unit without Brake Resistor for all Inverters with DC-Bus Terminals; 400V | INVERTER | Aksesuar | 468
273306 | FR-HEL-H110K | DC Link choke for 400V Inverter with 110kW Motor | INVERTER | Aksesuar | 224
273307 | FR-HEL-H132K | DC Link choke for 400V Inverter with 132kW Motor | INVERTER | Aksesuar | 272
273308 | FR-HEL-H160K | DC Link choke for 400V Inverter with 160kW Motor | INVERTER | Aksesuar | 305
273309 | FR-HEL-H185K | DC Link choke for 400V Inverter with 185kW Motor | INVERTER | Aksesuar | 390
273310 | FR-HEL-H220K | DC Link choke for 400V Inverter with 220kW Motor | INVERTER | Aksesuar | 467
273311 | FR-HEL-H250K | DC Link choke for 400V Inverter with 250kW Motor | INVERTER | Aksesuar | 600
273312 | FR-HEL-H280K | DC Link choke for 400V Inverter with 280kW Motor | INVERTER | Aksesuar | 655
273313 | FR-HEL-H315K | DC Link choke for 400V Inverter with 315kW Motor | INVERTER | Aksesuar | 672
273314 | FR-HEL-H355K | DC Link choke for 400V Inverter with 355kW Motor | INVERTER | Aksesuar | 787
273305 | FR-HEL-H90K | DC Link choke for 400V Inverter with 90kW Motor | INVERTER | Aksesuar | 177
193677 | FFR-BS-00126-18A-SF100 | Radio Noise Fiter for FR-A&F-00023-00126; C1 20m; C2 100m | INVERTER | Aksesuar | 71.4
193678 | FFR-BS-00250-30A-SF100 | Radio Noise Filter for FR-A&F-00170/00250-EC; C1 20m; C2 100m | INVERTER | Aksesuar | 92.9
193679 | FFR-BS-00380-55A-SF100 | Radio Noise Fiter for FR-A&F-00310-00380; C1 20m; C2 100m | INVERTER | Aksesuar | 128
193680 | FFR-BS-00620-75A-SF100 | Radio Noise Fiter for FR-A&F-00470-00620; C1 20m; C2 100m | INVERTER | Aksesuar | 212
193681 | FFR-BS-00770-95A-SF100 | Radio Noise Fiter for FR-A&F-00770; C1 20m; C2 100m | INVERTER | Aksesuar | 308
193682 | FFR-BS-00930-120A-SF100 | Radio Noise Fiter for FR-A&F-00930; C1 20m; C2 100m | INVERTER | Aksesuar | 399
193683 | FFR-BS-01800-180A-SF100 | Radio Noise Fiter for FR-A&F-00930-01800; C1 20m; C2 100m | INVERTER | Aksesuar | 567
312351 | FFR-CS-050-14A-SF1-LL | Radio Noise Filter for FR-E820S-0008-0030/FR-D720S; C1: 10m | INVERTER | Aksesuar | 28.3
312352 | FFR-CS-080-20A-SF1-LL | Radio Noise Filter for FR-E820S-0050-0080/FR-D720S; C1: 10m | INVERTER | Aksesuar | 35.1
312353 | FFR-CS-110-26A-SF1-LL | Radio Noise Filter for FR-D720S-100SC; C1 10m | INVERTER | Aksesuar | 43
312334 | FFR-CSH-036-8A-SF1-LL | Radio Noise Filter for E840-016/026/040; C1 10m, C2 30m | INVERTER | Aksesuar | 45
312345 | FFR-CSH-080-16A-SF2-LL | Radio Noise Filter for FR-D740-050/080; C1 10m, C2 30m | INVERTER | Aksesuar | 49.1
312346 | FFR-MSH-170-30A-SF1-LL | Radio Noise Filter for FR-E740/E840-120/170; C1 10m, C2 30m | INVERTER | Aksesuar | 81.2
572857 | FFR-E-CS-110-26A-SF1-LL | Radio Noise Filter for FR-E820S-110; C1: 10m | INVERTER | Aksesuar | 44
593978 | FFR-E-MSH-300-55A-SF1 | Radio Noise Filter for FR-E840-230/300; C1 20m, C2 100m | INVERTER | Aksesuar | 121
593979 | FFR-E-MSH-440-75A-SF1 | Radio Noise Filter for FR-E840-380/440; C1 20m, C2 100m | INVERTER | Aksesuar | 157
572858 | FR-MSH-095-16A-SF1-LL | Radio Noise Filter for FR-E740/E840-060/095; C1: 10m; C2: 30m | INVERTER | Aksesuar | 45
209755 | FFR-DT-10A-SS1 | du/dt Filter for 400V Inverters; max. 10A; FT=2-16kHz; (W*H*D) 100*120*65mm | INVERTER | Aksesuar | 293
209766 | FFR-DT-1100A-SS | du/dt Filter for 400V Inverters; max. 1100A; FT=2-16kHz; (W*H*D) 360*380*250mm | INVERTER | Aksesuar | 6617
209759 | FFR-DT-124A-SS1 | du/dt Filter for 400V Inverters; max. 124A; FT=2-16kHz; (W*H*D) 190*170*150mm | INVERTER | Aksesuar | 1089
209767 | FFR-DT-1500A-SS | du/dt Filter for 400V Inverters; max. 1500A; FT=2-16kHz; (W*D*H) 360*485*265mm | INVERTER | Aksesuar | 9289
209760 | FFR-DT-182A-SS1 | du/dt Filter for 400V Inverters; max. 182A; FT=2-16kHz; (W*H*D) 210*185*160mm | INVERTER | Aksesuar | 1430
209756 | FFR-DT-25A-SS1 | du/dt Filter for 400V Inverters; max. 25A; FT=2-16kHz; (W*H*D) 125*140*80mm | INVERTER | Aksesuar | 378
209761 | FFR-DT-330A-SS1 | du/dt Filter for 400V Inverters; max. 330A; FT=2-16kHz; (W*H*D) 240*220*240mm | INVERTER | Aksesuar | 2397
209757 | FFR-DT-47A-SS1 | du/dt Filter for 400V Inverters; max. 47A; FT=2-16kHz; (W*H*D) 155*195*110mm | INVERTER | Aksesuar | 679
209762 | FFR-DT-540A-SS1 | du/dt Filter for 400V Inverters; max. 500A; FT=2-16kHz; (W*H*D) 240*325*220mm | INVERTER | Aksesuar | 3184
209763 | FFR-DT-610A-SS1 | du/dt Filter for 400V Inverters; max. 610A; FT=2-16kHz; (W*H*D) 240*325*230mm | INVERTER | Aksesuar | 3416
209764 | FFR-DT-683A-SS1 | du/dt Filter for 400V Inverters; max. 683A; FT=2-16kHz; (W*H*D) 240*325*230mm | INVERTER | Aksesuar | 3695
209765 | FFR-DT-790A-SS1 | du/dt Filter for 400V Inverters; max. 790A; FT=2-16kHz; (W*H*D) 300*355*218mm | INVERTER | Aksesuar | 4906
209758 | FFR-DT-93A-SS1 | du/dt Filter for 400V Inverters; max. 93A; FT=2-16kHz; (W*H*D) 190*240*100mm | INVERTER | Aksesuar | 1000
238357 | FFR-HEL-0.4K-E | DC Link choke for 200V Inverter; 0,4kW; 17mH; 2,1A | INVERTER | Aksesuar | 18.4
238358 | FFR-HEL-0.75K-E | DC Link choke for 200V Inverter; 0,75kW; 9,7mH; 3,6A | INVERTER | Aksesuar | 19.4
238359 | FFR-HEL-1.5K-E | DC Link choke for 200V Inverter; 1,5kW; 4,3mH; 7,3A | INVERTER | Aksesuar | 56.5
238360 | FFR-HEL-2.2K-E | DC Link choke for 200V Inverter; 2,2kW; 3,1mH; 10,5A | INVERTER | Aksesuar | 63.2
238342 | FFR-HEL-H0.4K-E | DC Link choke for 400V Inverter; 0,4kW; 88mH; 0,9A | INVERTER | Aksesuar | 15.6
238343 | FFR-HEL-H0.75K-E | DC Link choke for 400V Inverter; 0,75kW; 46,9mH; 1,6A | INVERTER | Aksesuar | 20.7
238344 | FFR-HEL-H1.5K-E | DC Link choke for 400V Inverter; 1,5kW; 20,5mH; 3,1A | INVERTER | Aksesuar | 26.2
238345 | FFR-HEL-H2.2K-E | DC Link choke for 400V Inverter; 2,2kW; 14,2mH; 4,4A | INVERTER | Aksesuar | 34.4
238346 | FFR-HEL-H3.7K-E | DC Link choke for 400V Inverter; 3,7kW; 8,81mH; 7,1A | INVERTER | Aksesuar | 41.3
238347 | FFR-HEL-H5.5K-E | DC Link choke for 400V Inverter; 5,5kW; 4,74mH; 10,5A | INVERTER | Aksesuar | 44.9
238348 | FFR-HEL-H7.5K-E | DC Link choke for 400V Inverter; 7,5kW; 3,55mH; 14A | INVERTER | Aksesuar | 59.3
238349 | FFR-HEL-H11K-E | DC Link choke for 400V Inverter; 11kW; 2,58mH; 20,5A | INVERTER | Aksesuar | 74.8
238350 | FFR-HEL-H15K-E | DC Link choke for 400V Inverter; 15kW; 1,97mH; 27,5A | INVERTER | Aksesuar | 77.4
283571 | FFR-HEL-H18.5K-E1 | DC Link choke for 400V Inverter; 18,5kW; 1,76mH; 34A | INVERTER | Aksesuar | 97.8
283572 | FFR-HEL-H22K-E1 | DC Link choke for 400V Inverter; 22kW; 1,35mH; 40,5A | INVERTER | Aksesuar | 130
283573 | FFR-HEL-H30K-E1 | DC Link choke for 400V Inverter; 30kW; 1,06mH; 55A | INVERTER | Aksesuar | 147
283574 | FFR-HEL-H37K-E1 | DC Link choke for 400V Inverter; 37kW; 1mH; 68A | INVERTER | Aksesuar | 186
238355 | FFR-HEL-H45K-E | DC Link choke for 400V Inverter; 45kW; 0,84mH; 82A | INVERTER | Aksesuar | 220
238356 | FFR-HEL-H55K-E | DC Link choke for 400V Inverter; 55kW; 0,68mH; 99A | INVERTER | Aksesuar | 245
209735 | FFR-SI-4.5A-SS1 | Sinusfilter for 200/230/400V Inverters;max. 4,5A;FT=4-16kHz;(W*H*D) 125*180*75mm | INVERTER | Aksesuar | 715
209736 | FFR-SI-8.3A-SS1 | Sinusfilter for 200/230/400V Inverters;max. 8,3A;FT=4-16kHz;(W*H*D) 155*205*95mm | INVERTER | Aksesuar | 824
209737 | FFR-SI-18A-SS1 | Sinusfilter for 200/230/400V Inverters;max. 18A;FT=4-16kHz;(W*H*D) 190*230*120mm | INVERTER | Aksesuar | 1073
209738 | FFR-SI-25A-SS1 | Sinusfilter for 200/230/400V Inverters;max. 25A;FT=4-16kHz;(W*H*D) 210*260*125mm | INVERTER | Aksesuar | 1106
209739 | FFR-SI-32A-SS1 | Sinusfilter for 200/230/400V Inverters;max. 32A;FT=4-16kHz;(W*H*D) 210*260*135mm | INVERTER | Aksesuar | 1385
209740 | FFR-SI-48A-SS1 | Sinusfilter for 200/400V Inverters; max. 48A; FT=4-16kHz; (W*H*D) 240*290*210mm | INVERTER | Aksesuar | 2230
209741 | FFR-SI-62A-SS1 | Sinusfilter for 200/400V Inverters; max. 62A; FT=4-16kHz; (W*H*D) 240*290*220mm | INVERTER | Aksesuar | 3014
209742 | FFR-SI-77A-SS1 | Sinusfilter for 200/400V Inverters; max. 77A; FT=4-16kHz; (W*H*D) 300*345*210mm | INVERTER | Aksesuar | 3741
209743 | FFR-SI-93A-SS1 | Sinusfilter for 200/400V Inverters; max. 93A; FT=4-16kHz; (W*H*D) 300*345*215mm | INVERTER | Aksesuar | 4484
209744 | FFR-SI-116A-SS1 | Sinusfilter for 200/400V Inverters; max. 116A; FT=4-16kHz; (W*H*D) 300*345*237mm | INVERTER | Aksesuar | 5613
209745 | FFR-SI-180A-SS1 | Sinusfilter;200/400V Inverters;max.180A;FT=2-16kHz;(W*H*D) 450*200/400*max.360mm | INVERTER | Aksesuar | 6411
209746 | FFR-SI-260A-SS1 | Sinusfilter for 200/400V Inverters;max.260A;FT=2-16kHz;(W*H*D) 450*510*max.360mm | INVERTER | Aksesuar | 9715
209747 | FFR-SI-432A-SS1 | Sinusfilter for 200/400V Inverters;max 432A;FT=2-16kHz;(W*H*D) 480*640*max.680mm | INVERTER | Aksesuar | 12900
209748 | FFR-SI-481A-SS1 | Sinusfilter for 400V Inverters; max. 481A; FT=2-16kHz; (W*H*D) 600*625*max.440mm | INVERTER | Aksesuar | 15757
209749 | FFR-SI-683A-SS1 | Sinusfilter for 400V Inverters; max. 683A; FT=2-16kHz; (W*H*D) 620*745*max.550mm | INVERTER | Aksesuar | 17163
209750 | FFR-SI-770A-SS1 | Sinusfilter for 400V Inverters; max. 770A; FT=2-16kHz; (W*H*D) 660*690*max.540mm | INVERTER | Aksesuar | 23145
209751 | FFR-SI-880A-SS1 | Sinusfilter for 400V Inverters; max. 880A; FT=2-16kHz; (W*H*D) 660*895*max.560mm | INVERTER | Aksesuar | 29489
209752 | FFR-SI-1212A-SS1 | Sinusfilter for 400V Inverters; max. 1212A; FT=2kHz; (W*H*D) 740*940*max.550mm | INVERTER | Aksesuar | 39162
209753 | FFR-SI-1500A-SS1 | Sinusfilter for 400V Inverters; max. 1500A; FT=2kHz; | INVERTER | Aksesuar | 53836
209754 | FFR-SI-1700A-SS1 | Sinusfilter for 400V Inverters; max. 1700A; FT=2kHz; | INVERTER | Aksesuar | 57845
104666 | FN 3359-1000-99 | Radio Noise Filter for FR-A&F-06830-09620; C2 100m; C4 100m | INVERTER | Aksesuar | 1559
130229 | FN 3359-1600-99 | Radio Noise Fiter for FR-A&F-10940-12120; C2 100m; C4 100m | INVERTER | Aksesuar | 2618
104663 | FN 3359-250-28 | Radio Noise Filter for FR-A&F-02160-02600; C2 100m; C4 100m | INVERTER | Aksesuar | 661
104664 | FN 3359-400-99 | Radio Noise Filter for FR-A&F-03250-04320; C2 100m; C4 100m | INVERTER | Aksesuar | 861
104665 | FN 3359-600-99 | Radio Noise Filter for FR-A&F-04810-06100; C2 100m; C4 100m | INVERTER | Aksesuar | 1138
290118 | FR-A8AC | Digital Input (120V); 2 x ABC Relays , for Fr-A800 | INVERTER | Aksesuar | 47.3
269430 | FR-A8AL | Incremental encoder feedback terminal block for FR-A800 | INVERTER | Aksesuar | 229
290117 | FR-A8AN | Isolated analog current input (1x)/output(2x) function for FR-A800 | INVERTER | Aksesuar | 82.9
269429 | FR-A8AP | Incremental Encoder Feedback for FR-A800 | INVERTER | Aksesuar | 117
573101 | FR-A8AP-60 E-KIT | Incremental Encoder Feedback; E-KIT for FR-E800; Coated | INVERTER | Aksesuar | 127
283939 | FR-A8APR | Resolver interface/orientation control/Resolver feedback control/vector control | INVERTER | Aksesuar | 117
297422 | FR-A8APS | Absolute Encoder Feedback for FR-A800 (EnDat) | INVERTER | Aksesuar | 117
269428 | FR-A8AR | Relay output; 3 additional output relays for FR-A/F800 | INVERTER | Aksesuar | 60.7
506379 | FR-A8AR-60 E-KIT | Relay output; 3 additional output relays; Coated; E-KIT for FR-E800 | INVERTER | Aksesuar | 66.7
269426 | FR-A8AX | 16-Bit-Digital-Input; BCD/Binary-Code; 24V DC; 5mA for FR-F/A800 | INVERTER | Aksesuar | 65.6
506377 | FR-A8AX-60 E-KIT | 16-Bit-Digital-Input; BCD/Binary-Code; 24V DC; 5mA; Coated; E-KIT for FR-E800 | INVERTER | Aksesuar | 72
269427 | FR-A8AY | Digital-/Analog Output; Output load: 24V DC; 0,1A for FR-F/A800 | INVERTER | Aksesuar | 99.5
506378 | FR-A8AY-60 E-KIT | Digital-/Analog Output; Output load: 24V DC; 0,1A; Coated; E-KIT for FR-E800 | INVERTER | Aksesuar | 72.1
283940 | FR-A8AZ | Analog Input/ output, Thermistor interface | INVERTER | Aksesuar | 153
307170 | FR-A8ERS-60 | Optioncard to change Ethernet board to serial communication | INVERTER | Aksesuar | 41.4
269431 | FR-A8NC | CC-Link Interface for FR-A/F800 | INVERTER | Aksesuar | 143
506412 | FR-A8NC-60 E-KIT | CC-Link Network connection; Coated; E-KIT for FR-E800 | INVERTER | Aksesuar | 170
298153 | FR-A8NCA | CANopen Interface for FR-A800 | INVERTER | Aksesuar | 162
273102 | FR-A8NCE | CC-Link IE Field Interface for FR-A/F800 | INVERTER | Aksesuar | 182
290115 | FR-A8NCN | Control Net Interface for FR-A800 series | INVERTER | Aksesuar | 786
269432 | FR-A8ND | DeviceNet Interface for FR-A/F800 | INVERTER | Aksesuar | 214
506381 | FR-A8ND-60 E-KIT | DeviceNet Network connection; Coated; E-KIT for FR-E800 | INVERTER | Aksesuar | 235
262948 | FR-A8NDPV1 | Profibus DPV1 with Dsub Interface for FR-A/F800 | INVERTER | Aksesuar | 181
284809 | FR-A8NECT_2P | Ethercat 2port Interface for FR-A/F800 | INVERTER | Aksesuar | 188
262950 | FR-A8NEIP_2P | EtherNet/IP 2port Interface for FR-A/F800 | INVERTER | Aksesuar | 211
317035 | FR-A8NF | FL-Net Interface for FR-A/F800 | INVERTER | Aksesuar | 214
318109 | FR-A8NL | LonWorks Interface for FR-A/F800 | INVERTER | Aksesuar | 214
274514 | FR-A8NP | ProfibusDP Interface for FR-A/F800 with FR-A/F700 PPO types | INVERTER | Aksesuar | 190
506380 | FR-A8NP-60 E-KIT | Profibus Network connection; Coated; E-KIT for FR-E800 | INVERTER | Aksesuar | 209
262949 | FR-A8NPRT_2P | Profinet 2port Interface for FR-A/F800 with Drive Profile | INVERTER | Aksesuar | 211
289335 | FR-A8NS | SSCNet Interface for FR-A800 | INVERTER | Aksesuar | 286
274526 | FR-A8TAT | Adapter for control terminal of A/F700 to A/F800 | INVERTER | Aksesuar | 150
285244 | FR-A8TP | Incremental Encoder Feedback Terminal Block for FR-A800 | INVERTER | Aksesuar | 154
290116 | FR-A8TR | Screw Terminal Block for FR-A/F800 | INVERTER | Aksesuar | 182
46788 | FR-ABR-0,4K | External High-Duty Brake Resistor; 0,4kW; 230V; 200 Ohm; 10%ED | INVERTER | Aksesuar | 17
46602 | FR-ABR-0,75K | External High-Duty Brake Resistor; 0,75kW; 230V; 100 Ohm; 10%ED | INVERTER | Aksesuar | 23
46787 | FR-ABR-2,2K | External High-Duty Brake Resistor; 2,2kW; 230V; 60 Ohm; 10%ED | INVERTER | Aksesuar | 31.6
46601 | FR-ABR-H0.4K | External High-Duty Brake Resistor; 400V; 0,4kW; 1200 Ohm; 10%ED | INVERTER | Aksesuar | 23.1
46411 | FR-ABR-H0.75K | External High-Duty Brake Resistor; 400V; 0,75kW; 700 Ohm; 10%ED | INVERTER | Aksesuar | 29.2
46603 | FR-ABR-H1.5K | External High-Duty Brake Resistor; 400V; 1,5kW; 350 Ohm; 10%ED | INVERTER | Aksesuar | 35.2
46412 | FR-ABR-H2.2K | External High-Duty Brake Resistor; 400V; 2,2kW; 250 Ohm; 10%ED | INVERTER | Aksesuar | 46.1
134973 | FR-BAL-B-0.75K | Input Reactor 3ph; 400V; for 0,75kW | INVERTER | Aksesuar | 272
134971 | FR-BAL-B-0.4K | Input Reactor 3ph; 400V; for 0,4kW | INVERTER | Aksesuar | 301
71053 | FR-BAL-B-11/15K | Input Reactor 3ph; 400V; for 11/15kW | INVERTER | Aksesuar | 454
87247 | FR-BAL-B-22K | Input Reactor 3ph; 400 V; for 22kW | INVERTER | Aksesuar | 571
87248 | FR-BAL-B-30K | Input Reactor 3ph; 400V; for 30kW | INVERTER | Aksesuar | 744
296228 | FR-BAL-B3-110K | Input reactor 3ph, 400V, In= 216A, Pn=110kW, L1=0,111mH | INVERTER | Aksesuar | 1545
296229 | FR-BAL-B3-132K | Input reactor 3ph, 400V, In= 260A, Pn=132kW, L1=0,088mH | INVERTER | Aksesuar | 1652
296230 | FR-BAL-B3-160K | Input reactor 3ph, 400V, In= 325A, Pn=160kW, L1=0,068mH | INVERTER | Aksesuar | 1879
296231 | FR-BAL-B3-185K | Input reactor 3ph, 400V, In= 361A, Pn=185kW, L1=0,061mH | INVERTER | Aksesuar | 1992
296232 | FR-BAL-B3-220K | Input reactor 3ph, 400V, In= 432A, Pn=220kW, L1=0,051mH | INVERTER | Aksesuar | 2297
296233 | FR-BAL-B3-250K | Input reactor 3ph, 400V, In= 481A, Pn=250kW, L1=0,046mH | INVERTER | Aksesuar | 2404
87249 | FR-BAL-B-37K | Input Reactor 3ph; 400V; for 45kW | INVERTER | Aksesuar | 879
296227 | FR-BAL-B3-90K | Input reactor 3ph, 400V, In= 180A, Pn=90kW, L1=0,123mH | INVERTER | Aksesuar | 1498
87244 | FR-BAL-B-4,0K | Input Reactor 3ph; 400V; for 4,0kW | INVERTER | Aksesuar | 173
71044 | FR-BAL-B-45K | Input Reactor 3ph; 400V; for 45kW | INVERTER | Aksesuar | 1126
87245 | FR-BAL-B-5,5K | Input Reactor 3ph; 400V; for 5,5kW | INVERTER | Aksesuar | 240
87250 | FR-BAL-B-55K | Input Reactor 3ph; 400V; for 55kW | INVERTER | Aksesuar | 1358
87246 | FR-BAL-B-7,5K | Input Reactor 3ph; 400V; for 7,5kW | INVERTER | Aksesuar | 290
202427 | FR-BU2-H15K | Brake Unit without Brake Resistor for all Inverters with DC-Bus Terminals; 400V | INVERTER | Aksesuar | 320
252147 | FR-BU2-H220K | Brake Unit without Brake Resistor for all Inverters with DC-Bus Terminals; 400V | INVERTER | Aksesuar | 1952
252148 | FR-BU2-H280K | Brake Unit without Brake Resistor for all Inverters with DC-Bus Terminals; 400V | INVERTER | Aksesuar | 2510
202428 | FR-BU2-H30K | Brake Unit without Brake Resistor for all Inverters with DC-Bus Terminals; 400V | INVERTER | Aksesuar | 338
202429 | FR-BU2-H55K | Brake Unit without Brake Resistor for all Inverters with DC-Bus Terminals; 400V | INVERTER | Aksesuar | 412
202426 | FR-BU2-H7,5K | Brake Unit without Brake Resistor for all Inverters with DC-Bus Terminals; 400V | INVERTER | Aksesuar | 304
294939 | FR-D-Sub9-A8NP | D-Sub9 Connection Adapter for FR-A8NP + Cover | INVERTER | Aksesuar | 48.7
286226 | FR-DU08 | Parameter Unit for inverter type FR-A800/A842-E | INVERTER | Aksesuar | 47.7
622221 | FR-DU08-01 | Parameter Unit for inverter type FR-A846/A846-E | INVERTER | Aksesuar | 129
214795 | FR-PA07 | Simple Parameter Unit for mounting on enclosure surface; for all FR-E700 | INVERTER | Aksesuar | 36.4
167612 | FR-RJ45-HUB 10 | Distribution Module for RJ45; 10 way | INVERTER | Aksesuar | 101
167613 | FR-RJ45-HUB 4 | Distribution Module for RJ45; 4 way | INVERTER | Aksesuar | 54.7
167614 | FR-RJ45-TR | Terminal Resistor Plug RJ45 | INVERTER | Aksesuar | 24.3
610243 | FR-E8DS-60 E-KIT | 24V DC Power supply input module for FR-E800 Series | INVERTER | Aksesuar | 82.4
134968 | FR-BAL-S-B-0,2K | Input Reactor; 1 ph.; 230 V; for 0,2 K | INVERTER | Aksesuar | 118
134969 | FR-BAL-S-B-0,4K | Input Reactor; 1 ph.; 230 V; for 0,4 K | INVERTER | Aksesuar | 131
134970 | FR-BAL-S-B-0,75K | Input Reactor; 1 ph.; 230 V; for 0,75 K | INVERTER | Aksesuar | 207
46413 | FR-ABR-H3,7K | External High-Duty Brake Resistor; 400V; 3,7kW; 150 Ohm; 10%ED | INVERTER | Aksesuar | 58.2
50045 | FR-ABR-H5,5K | External High-Duty Brake Resistor; 400V; 5,5kW; 110 Ohm; 10%ED | INVERTER | Aksesuar | 70.4
50049 | FR-ABR-H7,5K | External High-Duty Brake Resistor; 400V; 7,5kW; 75 Ohm; 10%ED | INVERTER | Aksesuar | 117
191577 | FR-ABR-H11K | External High-Duty Brake Resistor; 400V; 11kW; 52 Ohm; 6%ED | INVERTER | Aksesuar | 149
191578 | FR-ABR-H15K | External High-Duty Brake Resistor; 400V; 15kW; 2x18Ohm; 6%ED | INVERTER | Aksesuar | 188
191579 | FR-ABR-H22K | External High-Duty Brake Resistor; 400V; 22kW; 52 Ohm; 6%ED | INVERTER | Aksesuar | 312
157515 | FR-ADP | Adaptor Module for Operator Panel FR-DU07 | INVERTER | Aksesuar | 17.9
209578 | FR-BR-H15K | External HighdutyBrake Resistor for BU-UFS22; 0,99kW; 400V; 32? | INVERTER | Aksesuar | 466
274525 | FR-LU08 | Clear text LCD Parameter unit for all units of 800 Series | INVERTER | Aksesuar | 94.5
296613 | FR-LU08-01 | Clear text LCD Parameter unit for all units of 800 Series (IP55) | INVERTER | Aksesuar | 104
242151 | FR-PU07-01 | Programming panel with LCD-Display for FR-700-NA series | INVERTER | Aksesuar | 78.9
70727 | FR-A5CBL 1 | Cable for connecting Inverter and Programming panel; 1m | INVERTER | Aksesuar-KABLO | 8.9
70728 | FR-A5CBL 2,5 | Cable for connecting Inverter and Programming panel; 3m | INVERTER | Aksesuar-KABLO | 15.9
70729 | FR-A5CBL 5 | Cable for connecting Inverter and Programming panel; 5m | INVERTER | Aksesuar-KABLO | 22.7
88426 | SC-FR-PC | Programming Cable RS 232>RS485/422; 5m | INVERTER | Aksesuar-KABLO | 177
155606 | USB-RS232 | USB-RS232 Adaptor for VFD Setup Software (adapter cable+manual) | INVERTER | Aksesuar-KABLO | 37.3
325716 | FR-CS82S-025-60 | Inverter; Rated Power: 0,4kW; 1x200-240V; Rated Current: 2,5A; IP20 | INVERTER | CS80 | 84.4
325717 | FR-CS82S-042-60 | Inverter; Rated Power: 0,75kW; 1x200-240V; Rated Current: 4,2A; IP20 | INVERTER | CS80 | 92.9
325718 | FR-CS82S-070-60 | Inverter; Rated Power: 1,5kW; 1x200-240V; Rated Current:7A; IP20 | INVERTER | CS80 | 122
325719 | FR-CS82S-100-60 | Inverter; Rated Power: 2,2kW; 1x200-240V; Rated Current:10A; IP20 | INVERTER | CS80 | 146
325720 | FR-CS84-012-60 | Inverter; Rated Power: 0,4kW; 3x380-480V; Rated Current: 1,2A; IP20 | INVERTER | CS80 | 137
325721 | FR-CS84-022-60 | Inverter; Rated Power: 0,75kW; 3x380-480V; Rated Current: 2,2A; IP20 | INVERTER | CS80 | 141
325722 | FR-CS84-036-60 | Inverter; Rated Power: 1,5kW; 3x380-480V; Rated Current: 3,6A; IP20 | INVERTER | CS80 | 154
325723 | FR-CS84-050-60 | Inverter; Rated Power: 2,2kW; 3x380-480V; Rated Current: 5A; IP20 | INVERTER | CS80 | 173
325724 | FR-CS84-080-60 | Inverter; Rated Power: 3,7kW; 3x380-480V; Rated Current: 8A; IP20 | INVERTER | CS80 | 211
325745 | FR-CS84-120-60 | Inverter; Rated Power: 5,5kW; 3x380-480V; Rated Current: 12A; IP20 | INVERTER | CS80 | 297
325746 | FR-CS84-160-60 | Inverter; Rated Power: 7,5kW; 3x380-480V; Rated Current: 16A; IP20 | INVERTER | CS80 | 308
325747 | FR-CS84-230-60 | Inverter; Rated Power: 11kW; 3x380-480V; Rated Current: 23A; IP20 | INVERTER | CS80 | 396
325748 | FR-CS84-295-60 | Inverter; Rated Power: 15kW; 3x380-480V; Rated Current: 29.5A; IP20 | INVERTER | CS80 | 439
247595 | FR-D720S-008SC-EC | Inverter; Rated Power: 0,1kW; 1x200-240V; Rated Current: 0,8A@50°C; IP20 | INVERTER | D700 | 111
247596 | FR-D720S-014SC-EC | Inverter; Rated Power: 0,2kW; 1x200-240V; Rated Current:1,4A@50°C; IP20 | INVERTER | D700 | 122
247597 | FR-D720S-025SC-EC | Inverter; Rated Power: 0,4kW; 1x200-240V; Rated Current: 2,5A@50°C; IP20 | INVERTER | D700 | 94.9
247598 | FR-D720S-042SC-EC | Inverter; Rated Power: 0,75kW; 1x200-240V; Rated Current: 4,2A@50°C; IP20 | INVERTER | D700 | 105
247599 | FR-D720S-070SC-EC | Inverter; Rated Power: 1,5kW; 1x200-240V; Rated Current:7A@50°C; IP20 | INVERTER | D700 | 140
247600 | FR-D720S-100SC-EC | Inverter; Rated Power: 2,2kW; 1x200-240V; Rated Current:10A@50°C; IP20 | INVERTER | D700 | 175
738924 | FR-D820S-0.1K-008-60 | Inverter; 0.1kW; 200V class; Single-Phase Input; 0.8A; Coated | INVERTER | D800 | 106
738927 | FR-D820S-0.2K-014-60 | Inverter; 0.2kW; 200V class; Single-Phase Input; 1.4A; Coated | INVERTER | D800 | 116
738930 | FR-D820S-0.4K-025-60 | Inverter; 0.4kW; 200V class; Single-Phase Input; 2.5A; Coated | INVERTER | D800 | 90.4
738933 | FR-D820S-0.75K-042-60 | Inverter; 0.75kW; 200V class; Single-Phase Input; 4.2A; Coated | INVERTER | D800 | 99.5
738936 | FR-D820S-1.5K-070-60 | Inverter; 1.5kW; 200V class; Single-Phase Input; 7.0A; Coated | INVERTER | D800 | 133
738939 | FR-D820S-2.2K-100-60 | Inverter; 2.2kW; 200V class; Single-Phase Input; 10.0A; Coated | INVERTER | D800 | 166
247601 | FR-D740-012SC-EC | Inverter; Rated Power: 0,4kW; 3x380-480V; Rated Current: 1,2A@50°C; IP20 | INVERTER | D700 | 199
247602 | FR-D740-022SC-EC | Inverter; Rated Power: 0,75kW; 3x380-480V; Rated Current: 2,2A@50°C; IP20 | INVERTER | D700 | 159
247603 | FR-D740-036SC-EC | Inverter; Rated Power: 1,5kW; 3x380-480V; Rated Current: 3,6A@50°C; IP20 | INVERTER | D700 | 200
247604 | FR-D740-050SC-EC | Inverter; Rated Power: 2,2kW; 3x380-480V; Rated Current: 5A@50°C; IP20 | INVERTER | D700 | 234
247605 | FR-D740-080SC-EC | Inverter; Rated Power: 3,7kW; 3x380-480V; Rated Current: 8A@50°C; IP20 | INVERTER | D700 | 290
247606 | FR-D740-120SC-EC | Inverter; Rated Power: 5,5kW; 3x380-480V; Rated Current: 12A@50°C; IP20 | INVERTER | D700 | 333
247607 | FR-D740-160SC-EC | Inverter; Rated Power: 7,5kW; 3x380-480V; Rated Current: 16A@50°C; IP20 | INVERTER | D700 | 379
738942 | FR-D840-0.4K-012-60 | Inverter; 0.4kW; 400V class; 1.2A; Coated | INVERTER | D800 | 190
738945 | FR-D840-0.75K-022-60 | Inverter; 0.75kW; 400V class; 2.2A; Coated | INVERTER | D800 | 151
738948 | FR-D840-1.5K-037-60 | Inverter; 1.5kW; 400V class; 3.7A; Coated | INVERTER | D800 | 191
738951 | FR-D840-2.2K-050-60 | Inverter; 2.2kW; 400V class; 5.0A; Coated | INVERTER | D800 | 223
738954 | FR-D840-3.7K-081-60 | Inverter; 3.7kW; 400V class; 8.1A; Coated | INVERTER | D800 | 276
738957 | FR-D840-5.5K-120-60 | Inverter; 5.5kW; 400V class; 12.0A; Coated | INVERTER | D800 | 317
738960 | FR-D840-7.5K-163-60 | Inverter; 7.5kW; 400V class; 16.3A; Coated | INVERTER | D800 | 361
274507 | FR-CC2-H315K-60 | AC/DC Rectifier; Pn: 315kW; 3x380-500V; int. DC Choke; IP00; 200%60s/250%3s | INVERTER | Diğer | 3359
274508 | FR-CC2-H355K-60 | AC/DC Rectifier; Pn: 355kW; 3x380-500V; int. DC Choke; IP00; 200%60s/250%3s | INVERTER | Diğer | 4236
274509 | FR-CC2-H400K-60 | AC/DC Rectifier; Pn: 400kW; 3x380-500V; int. DC Choke; IP00; 200%60s/250%3s | INVERTER | Diğer | 5238
274510 | FR-CC2-H450K-60 | AC/DC Rectifier; Pn: 450kW; 3x380-500V; int. DC Choke; IP00; 200%60s/250%3s | INVERTER | Diğer | 7288
274511 | FR-CC2-H500K-60 | AC/DC Rectifier; Pn: 500kW; 3x380-500V; int. DC Choke; IP00; 150%60s/200%3s | INVERTER | Diğer | 11034
279637 | FR-CC2-H560K-60 | AC/DC Rectifier; Pn: 560kW; 3x380-500V; int. DC Choke; IP00; 120%60s/150%3s | INVERTER | Diğer | 12271
279638 | FR-CC2-H630K-60 | AC/DC Rectifier; Pn: 630kW; 3x380-500V; int. DC Choke; IP00; 110%60s/120%3s | INVERTER | Diğer | 13097
523663 | FR-E820S-0008EPA-60 | Inverter; Pn:0,1kW; 1x200-240V; In max: 0,8A; (0,1kW;0,8A); EtherNET/IP; IP20 | INVERTER | E800 | 206
504752 | FR-E820S-0008EPB-60 | Inverter; Pn:0,1kW; 1x200-240V; In max: 0,8A; (0,1kW;0,8A); PROFINET;SIL2; IP20 | INVERTER | E800 | 204
596013 | FR-E820S-0008EPC-60 | Inverter; Pn:0,1kW; 1x200-240V; In max: 0,8A; (0,1kW;0,8A); EtherCAT;SIL2; IP20 | INVERTER | E800 | 163
577176 | FR-E820S-0008SCEPA-60 | Inverter; Pn:0,1kW; 1x200-240V; In max:0,8A; (0,1kW;0,8A);EtherNET/IP;SIL3; IP20 | INVERTER | E800 | 226
504758 | FR-E820S-0008SCEPB-60 | Inverter; Pn:0,1kW; 1x200-240V; In max: 0,8A; (0,1kW;0,8A); PROFINET;SIL3; IP20 | INVERTER | E800 | 224
523664 | FR-E820S-0015EPA-60 | Inverter; Pn:0,2kW; 1x200-240V; In max: 1,5A; (0,2kW;1,5A); EtherNET/IP; IP20 | INVERTER | E800 | 223
504753 | FR-E820S-0015EPB-60 | Inverter; Pn:0,2kW; 1x200-240V; In max: 1,5A; (0,2kW;1,5A); PROFINET;SIL2; IP20 | INVERTER | E800 | 221
596014 | FR-E820S-0015EPC-60 | Inverter; Pn:0,2kW; 1x200-240V; In max: 1,5A; (0,2kW;1,5A); EtherCAT;SIL2; IP20 | INVERTER | E800 | 223
577177 | FR-E820S-0015SCEPA-60 | Inverter; Pn:0,2kW; 1x200-240V; In max:1,5A; (0,2kW;1,5A);EtherNET/IP;SIL3; IP20 | INVERTER | E800 | 245
504759 | FR-E820S-0015SCEPB-60 | Inverter; Pn:0,2kW; 1x200-240V; In max: 1,5A; (0,2kW;1,5A); PROFINET;SIL3; IP20 | INVERTER | E800 | 243
523665 | FR-E820S-0030EPA-60 | Inverter; Pn:0,4kW; 1x200-240V; In max: 3A; (0,4kW;3A); EtherNET/IP; IP20 | INVERTER | E800 | 233
504754 | FR-E820S-0030EPB-60 | Inverter; Pn:0,4kW; 1x200-240V; In max: 3A; (0,4kW;3A); PROFINET;SIL2; IP20 | INVERTER | E800 | 230
596015 | FR-E820S-0030EPC-60 | Inverter; Pn:0,4kW; 1x200-240V; In max: 3A; (0,4kW;3A); EtherCAT;SIL2; IP20 | INVERTER | E800 | 233
577178 | FR-E820S-0030SCEPA-60 | Inverter; Pn:0,4kW; 1x200-240V; In max: 3A; (0,4kW;3A); EtherNET/IP;SIL3; IP20 | INVERTER | E800 | 256
504760 | FR-E820S-0030SCEPB-60 | Inverter; Pn:0,4kW; 1x200-240V; In max: 3A; (0,4kW;3A); PROFINET;SIL3; IP20 | INVERTER | E800 | 253
523666 | FR-E820S-0050EPA-60 | Inverter; Pn:0,75kW; 1x200-240V; In max: 5A; (0,75kW;5A); EtherNET/IP; IP20 | INVERTER | E800 | 274
504755 | FR-E820S-0050EPB-60 | Inverter; Pn:0,75kW; 1x200-240V; In max: 5A; (0,75kW;5A); PROFINET;SIL2; IP20 | INVERTER | E800 | 271
596016 | FR-E820S-0050EPC-60 | Inverter; Pn:0,75kW; 1x200-240V; In max: 5A; (0,75kW;5A); EtherCAT;SIL2; IP20 | INVERTER | E800 | 274
577179 | FR-E820S-0050SCEPA-60 | Inverter; Pn:0,75kW; 1x200-240V; In max: 5A; (0,75kW;5A); EtherNET/IP;SIL3; IP20 | INVERTER | E800 | 302
504761 | FR-E820S-0050SCEPB-60 | Inverter; Pn:0,75kW; 1x200-240V; In max: 5A; (0,75kW;5A); PROFINET;SIL3; IP20 | INVERTER | E800 | 298
523667 | FR-E820S-0080EPA-60 | Inverter; Pn:1,5kW; 1x200-240V; In max: 8A; (1,5kW;8A); EtherNET/IP; IP20 | INVERTER | E800 | 336
504756 | FR-E820S-0080EPB-60 | Inverter; Pn:1,5kW; 1x200-240V; In max: 8A; (1,5kW;8A); PROFINET;SIL2; IP20 | INVERTER | E800 | 332
596017 | FR-E820S-0080EPC-60 | Inverter; Pn:1,5kW; 1x200-240V; In max: 8A; (1,5kW;8A); EtherCAT;SIL2; IP20 | INVERTER | E800 | 336
577180 | FR-E820S-0080SCEPA-60 | Inverter; Pn:1,5kW; 1x200-240V; In max: 8A; (1,5kW;8A); EtherNET/IP;SIL3; IP20 | INVERTER | E800 | 369
504762 | FR-E820S-0080SCEPB-60 | Inverter; Pn:1,5kW; 1x200-240V; In max: 8A; (1,5kW;8A); PROFINET;SIL3; IP20 | INVERTER | E800 | 365
523668 | FR-E820S-0110EPA-60 | Inverter; Pn:2,2kW; 1x200-240V; In max: 11A; (2,2kW;11A); EtherNET/IP; IP20 | INVERTER | E800 | 395
504757 | FR-E820S-0110EPB-60 | Inverter; Pn:2,2kW; 1x200-240V; In max: 11A; (2,2kW;11A); PROFINET;SIL2; IP20 | INVERTER | E800 | 389
596018 | FR-E820S-0110EPC-60 | Inverter; Pn:2,2kW; 1x200-240V; In max: 11A; (2,2kW;11A); EtherCAT;SIL2; IP20 | INVERTER | E800 | 395
577181 | FR-E820S-0110SCEPA-60 | Inverter; Pn:2,2kW; 1x200-240V; In max: 11A; (2,2kW;11A); EtherNET/IP;SIL3; IP20 | INVERTER | E800 | 434
504763 | FR-E820S-0110SCEPB-60 | Inverter; Pn:2,2kW; 1x200-240V; In max: 11A; (2,2kW;11A); PROFINET;SIL3; IP20 | INVERTER | E800 | 428
747984 | FR-D820S-0.1K-008-EPB-60 | Inverter; 0.1kW; 200V class; Single-Phase Input; 0.8A; PROFINET; Coated | INVERTER | D800* | 142
747985 | FR-D820S-0.2K-014-EPB-60 | Inverter; 0.2kW; 200V class; Single-Phase Input; 1.4A; PROFINET; Coated | INVERTER | D800* | 153
747986 | FR-D820S-0.4K-025-EPB-60 | Inverter; 0.4kW; 200V class; Single-Phase Input; 2.5A; PROFINET; Coated | INVERTER | D800* | 162
747987 | FR-D820S-0.75K-042-EPB-60 | Inverter; 0.75kW; 200V class; Single-Phase Input; 4.2A; PROFINET; Coated | INVERTER | D800* | 177
747988 | FR-D820S-1.5K-070-EPB-60 | Inverter; 1.5kW; 200V class; Single-Phase Input; 7.0A; PROFINET; Coated | INVERTER | D800* | 217
747989 | FR-D820S-2.2K-100-EPB-60 | Inverter; 2.2kW; 200V class; Single-Phase Input; 10.0A; PROFINET; Coated | INVERTER | D800* | 256
500087 | FR-E840-0016EPA-60 | Inverter; Pn:0,4-0,75kW;3x380-480V;In max:2,1A;(0,4kW;1,6A);EtherNET/IP;IP20 | INVERTER | E800 | 305
500094 | FR-E840-0016EPB-60 | Inverter; Pn:0,4-0,75kW;3x380-480V;In max:2,1A;(0,4kW;1,6A);PROFINET;IP20 | INVERTER | E800 | 302
596019 | FR-E840-0016EPC-60 | Inverter; Pn:0,4-0,75kW;3x380-480V;In max:2,1A;(0,4kW;1,6A);EtherCAT;IP20 | INVERTER | E800 | 305
577191 | FR-E840-0016SCEPA-60 | Inverter;Pn:0,4-0,75kW;3x380-480V;In max:2,1A;(0,4kW;1,6A);EtherNET/IP;SIL3;IP20 | INVERTER | E800 | 336
504764 | FR-E840-0016SCEPB-60 | Inverter; Pn:0,4-0,75kW;3x380-480V;In max:2,1A;(0,4kW;1,6A);PROFINET;SIL3;IP20 | INVERTER | E800 | 332
500088 | FR-E840-0026EPA-60 | Inverter; Pn:0,75-1,5kW;3x380-480V;In max:3,5A;(0,75kW;2,6A);EtherNET/IP;IP20 | INVERTER | E800 | 322
500095 | FR-E840-0026EPB-60 | Inverter; Pn:0,75-1,5kW;3x380-480V;In max:3,5A;(0,75kW;2,6A);PROFINET;IP20 | INVERTER | E800 | 319
596020 | FR-E840-0026EPC-60 | Inverter; Pn:0,75-1,5kW;3x380-480V;In max:3,5A;(0,75kW;2,6A);EtherCAT;IP20 | INVERTER | E800 | 322
577192 | FR-E840-0026SCEPA-60 | Inverter;Pn:0,75-1,5kW;3x380-480V;Inmax:3,5A;(0,75kW;2,6A);EtherNET/IP;SIL3;IP20 | INVERTER | E800 | 355
504765 | FR-E840-0026SCEPB-60 | Inverter; Pn:0,75-1,5kW;3x380-480V;In max:3,5A;(0,75kW;2,6A);PROFINET;SIL3;IP20 | INVERTER | E800 | 350
500089 | FR-E840-0040EPA-60 | Inverter; Pn:1,5-2,2kW;3x380-480V;In max:5,5A;(1,5kW;4A);EtherNET/IP;IP20 | INVERTER | E800 | 348
500096 | FR-E840-0040EPB-60 | Inverter; Pn:1,5-2,2kW;3x380-480V;In max:5,5A;(1,5kW;4A);PROFINET;IP20 | INVERTER | E800 | 344
596021 | FR-E840-0040EPC-60 | Inverter; Pn:1,5-2,2kW;3x380-480V;In max:5,5A;(1,5kW;4A);EtherCAT;IP20 | INVERTER | E800 | 348
577193 | FR-E840-0040SCEPA-60 | Inverter; Pn:1,5-2,2kW;3x380-480V;In max:5,5A;(1,5kW;4A);EtherNET/IP;SIL3;IP20 | INVERTER | E800 | 383
504766 | FR-E840-0040SCEPB-60 | Inverter; Pn:1,5-2,2kW;3x380-480V;In max:5,5A;(1,5kW;4A);PROFINET;SIL3;IP20 | INVERTER | E800 | 378
500090 | FR-E840-0060EPA-60 | Inverter; Pn:2,2-3kW;3x380-480V;In max:6,9A;(2,2kW;6A);EtherNET/IP;IP20 | INVERTER | E800 | 422
500097 | FR-E840-0060EPB-60 | Inverter; Pn:2,2-3kW;3x380-480V;In max:6,9A;(2,2kW;6A);PROFINET;IP20 | INVERTER | E800 | 417
596022 | FR-E840-0060EPC-60 | Inverter; Pn:2,2-3kW;3x380-480V;In max:6,9A;(2,2kW;6A);EtherCAT;IP20 | INVERTER | E800 | 422
577194 | FR-E840-0060SCEPA-60 | Inverter; Pn:2,2-3kW;3x380-480V;In max:6,9A;(2,2kW;6A);EtherNET/IP;SIL3;IP20 | INVERTER | E800 | 465
504767 | FR-E840-0060SCEPB-60 | Inverter; Pn:2,2-3kW;3x380-480V;In max:6,9A;(2,2kW;6A);PROFINET;SIL3;IP20 | INVERTER | E800 | 458
500091 | FR-E840-0095EPA-60 | Inverter; Pn:3,7-5,5kW;3x380-480V;In max:11,1A;(3,7kW;9,5A);EtherNET/IP;IP20 | INVERTER | E800 | 512
500098 | FR-E840-0095EPB-60 | Inverter; Pn:3,7-5,5kW;3x380-480V;In max:11,1A;(3,7kW;9,5A);PROFINET;IP20 | INVERTER | E800 | 505
596023 | FR-E840-0095EPC-60 | Inverter; Pn:3,7-5,5kW;3x380-480V;In max:11,1A;(3,7kW;9,5A);EtherCAT;IP20 | INVERTER | E800 | 512
577195 | FR-E840-0095SCEPA-60 | Inverter;Pn:3,7-5,5kW;3x380-480V;In max:11,1A;(3,7kW;9,5A);EtherNET/IP;SIL3;IP20 | INVERTER | E800 | 563
504768 | FR-E840-0095SCEPB-60 | Inverter; Pn:3,7-5,5kW;3x380-480V;In max:11,1A;(3,7kW;9,5A);PROFINET;SIL3;IP20 | INVERTER | E800 | 555
500092 | FR-E840-0120EPA-60 | Inverter; Pn:5,5-7,5kW;3x380-480V;In max:17,5A;(5,5kW;12A);EtherNET/IP;IP20 | INVERTER | E800 | 605
500099 | FR-E840-0120EPB-60 | Inverter; Pn:5,5-7,5kW;3x380-480V;In max:17,5A;(5,5kW;12A);PROFINET;IP20 | INVERTER | E800 | 596
596024 | FR-E840-0120EPC-60 | Inverter; Pn:5,5-7,5kW;3x380-480V;In max:17,5A;(5,5kW;12A);EtherCAT;IP20 | INVERTER | E800 | 605
577196 | FR-E840-0120SCEPA-60 | Inverter; Pn:5,5-7,5kW;3x380-480V;In max:17,5A;(5,5kW;12A);EtherNET/IP;SIL3;IP20 | INVERTER | E800 | 666
504769 | FR-E840-0120SCEPB-60 | Inverter; Pn:5,5-7,5kW;3x380-480V;In max:17,5A;(5,5kW;12A);PROFINET;SIL3;IP20 | INVERTER | E800 | 656
500093 | FR-E840-0170EPA-60 | Inverter; Pn: 7,5-11kW;3x380-480V;In max: 23A;(7,5kW;17A);EtherNET/IP;IP20 | INVERTER | E800 | 676
500100 | FR-E840-0170EPB-60 | Inverter; Pn: 7,5-11kW;3x380-480V;In max: 23A;(7,5kW;17A);PROFINET;IP20 | INVERTER | E800 | 666
596025 | FR-E840-0170EPC-60 | Inverter; Pn: 7,5-11kW;3x380-480V;In max: 23A;(7,5kW;17A);EtherCAT;IP20 | INVERTER | E800 | 676
577197 | FR-E840-0170SCEPA-60 | Inverter; Pn: 7,5-11kW;3x380-480V;In max: 23A;(7,5kW;17A);EtherNET/IP;SIL3;IP20 | INVERTER | E800 | 743
504770 | FR-E840-0170SCEPB-60 | Inverter; Pn: 7,5-11kW;3x380-480V;In max: 23A;(7,5kW;17A);PROFINET;SIL3;IP20 | INVERTER | E800 | 732
587768 | FR-E840-0230EPA-60 | Inverter; Pn:11-15kW;3x380-480V;In max:35A;(11kW;23A);EtherNET/IP;IP20 | INVERTER | E800 | 715
587782 | FR-E840-0230EPB-60 | Inverter; Pn:11-15kW;3x380-480V;In max:35A;(11kW;23A);PROFINET;IP20 | INVERTER | E800 | 737
596026 | FR-E840-0230EPC-60 | Inverter; Pn:11-15kW;3x380-480V;In max:35A;(11kW;23A);EtherCAT;IP20 | INVERTER | E800 | 715
587790 | FR-E840-0230SCEPA-60 | Inverter; Pn:11-15kW;3x380-480V;In max:35A;(11kW;23A);EtherNET/IP;SIL3;IP20 | INVERTER | E800 | 787
587794 | FR-E840-0230SCEPB-60 | Inverter; Pn:11-15kW;3x380-480V;In max:35A;(11kW;23A);PROFINET;SIL3;IP20 | INVERTER | E800 | 811
587769 | FR-E840-0300EPA-60 | Inverter; Pn:15-18,5kW;3x380-480V;In max:41A;(15kW;30A);EtherNET/IP;IP20 | INVERTER | E800 | 847
587783 | FR-E840-0300EPB-60 | Inverter; Pn:15-18,5kW;3x380-480V;In max:41A;(15kW;30A);PROFINET;IP20 | INVERTER | E800 | 873
596027 | FR-E840-0300EPC-60 | Inverter; Pn:15-18,5kW;3x380-480V;In max:41A;(15kW;30A);EtherCAT;IP20 | INVERTER | E800 | 847
587791 | FR-E840-0300SCEPA-60 | Inverter;Pn:15-18,5kW;3x380-480V;In max:41A;(15kW;30A);EtherNET/IP;SIL3;IP20 | INVERTER | E800 | 932
587795 | FR-E840-0300SCEPB-60 | Inverter; Pn:15-18,5kW;3x380-480V;In max:41A;(15kW;30A);PROFINET;SIL3;IP20 | INVERTER | E800 | 961
587770 | FR-E840-0380EPA-60 | Inverter; Pn:18,5-22kW;3x380-480V;In max:45A;(18,5kW;38A);EtherNET/IP;IP20 | INVERTER | E800 | 1009
587784 | FR-E840-0380EPB-60 | Inverter; Pn:18,5-22kW;3x380-480V;In max:45A;(18,5kW;38A);PROFINET;IP20 | INVERTER | E800 | 1040
596028 | FR-E840-0380EPC-60 | Inverter; Pn:18,5-22kW;3x380-480V;In max:45A;(18,5kW;38A);EtherCAT;IP20 | INVERTER | E800 | 1009
587792 | FR-E840-0380SCEPA-60 | Inverter; Pn:18,5-22kW;3x380-480V;In max:45A;(18,5kW;38A);EtherNET/IP;SIL3;IP20 | INVERTER | E800 | 1109
587796 | FR-E840-0380SCEPB-60 | Inverter; Pn:18,5-22kW;3x380-480V;In max:45A;(18,5kW;38A);PROFINET;SIL3;IP20 | INVERTER | E800 | 1144
587771 | FR-E840-0440EPA-60 | Inverter; Pn: 22-30kW;3x380-480V;In max:60A;(22kW;44A);EtherNET/IP;IP20 | INVERTER | E800 | 1202
587785 | FR-E840-0440EPB-60 | Inverter; Pn: 22-30kW;3x380-480V;In max:60A;(22kW;44A);PROFINET;IP20 | INVERTER | E800 | 1239
596029 | FR-E840-0440EPC-60 | Inverter; Pn: 22-30kW;3x380-480V;In max:60A;(22kW;44A);EtherCAT;IP20 | INVERTER | E800 | 1202
587793 | FR-E840-0440SCEPA-60 | Inverter; Pn: 22-30kW;3x380-480V;In max:60A;(22kW;44A);EtherNET/IP;SIL3;IP20 | INVERTER | E800 | 1322
587797 | FR-E840-0440SCEPB-60 | Inverter; Pn: 22-30kW;3x380-480V;In max:60A;(22kW;44A);PROFINET;SIL3;IP20 | INVERTER | E800 | 1363
747977 | FR-D840-0.4K-012-EPB-60 | Inverter; 0.4kW; 400V class; 1.2A; PROFINET; Coated | INVERTER | D800* | 220
747978 | FR-D840-0.75K-022-EPB-60 | Inverter; 0.75kW; 400V class; 2.2A; PROFINET; Coated | INVERTER | D800* | 241
747979 | FR-D840-1.5K-037-EPB-60 | Inverter; 1.5kW; 400V class; 3.7A; PROFINET; Coated | INVERTER | D800* | 269
747980 | FR-D840-2.2K-050-EPB-60 | Inverter; 2.2kW; 400V class; 5.0A; PROFINET; Coated | INVERTER | D800* | 311
747981 | FR-D840-3.7K-081-EPB-60 | Inverter; 3.7kW; 400V class; 8.1A; PROFINET; Coated | INVERTER | D800* | 380
747982 | FR-D840-5.5K-120-EPB-60 | Inverter; 5.5kW; 400V class; 12.0A; PROFINET; Coated | INVERTER | D800* | 438
747983 | FR-D840-7.5K-163-EPB-60 | Inverter; 7.5kW; 400V class; 16.3A; PROFINET; Coated | INVERTER | D800* | 495
504746 | FR-E820S-0008-4-60 | Inverter; Pn:0,1kW; 1x200-240V; In max: 0,8A; (0,1kW;0,8A); RS-485; IP20 | INVERTER | E800* | 171
504747 | FR-E820S-0015-4-60 | Inverter; Pn:0,2kW; 1x200-240V; In max: 1,5A; (0,2kW;1,5A); RS-485; IP20 | INVERTER | E800* | 188
504748 | FR-E820S-0030-4-60 | Inverter; Pn:0,4kW; 1x200-240V; In max: 3A; (0,4kW;3A); RS-485; IP20 | INVERTER | E800* | 198
504749 | FR-E820S-0050-4-60 | Inverter; Pn:0,75kW; 1x200-240V; In max: 5A; (0,75kW;5A); RS-485; IP20 | INVERTER | E800* | 230
504750 | FR-E820S-0080-4-60 | Inverter; Pn:1,5kW; 1x200-240V; In max: 8A; (1,5kW;8A); RS-485; IP20 | INVERTER | E800* | 229
504751 | FR-E820S-0110-4-60 | Inverter; Pn:2,2kW; 1x200-240V; In max: 11A; (2,2kW;11A); RS-485; IP20 | INVERTER | E800* | 275
500110 | FR-E840-0016-4-60 | Inverter; Pn:0,4-0,75kW;3x380-480V;In max:2,1A;(0,4kW;1,6A);RS-485;IP20 | INVERTER | E800* | 269
500111 | FR-E840-0026-4-60 | Inverter; Pn:0,75-1,5kW;3x380-480V;In max:3,5A;(0,75kW;2,6A);RS-485;IP20 | INVERTER | E800* | 239
500112 | FR-E840-0040-4-60 | Inverter; Pn:1,5-2,2kW;3x380-480V;In max:5,5A;(1,5kW;4A);RS-485;IP20 | INVERTER | E800* | 260
500113 | FR-E840-0060-4-60 | Inverter; Pn:2,2-3kW;3x380-480V;In max:6,9A;(2,2kW;6A);RS-485;IP20 | INVERTER | E800* | 307
500114 | FR-E840-0095-4-60 | Inverter; Pn:3,7-5,5kW;3x380-480V;In max:11,1A;(3,7kW;9,5A);RS-485;IP20 | INVERTER | E800* | 397
500115 | FR-E840-0120-4-60 | Inverter; Pn:5,5-7,5kW;3x380-480V;In max:17,5A;(5,5kW;12A);RS-485;IP20 | INVERTER | E800* | 478
500116 | FR-E840-0170-4-60 | Inverter; Pn: 7,5-11kW;3x380-480V;In max: 23A;(7,5kW;17A);RS-485;IP20 | INVERTER | E800* | 536
587786 | FR-E840-0230-4-60 | Inverter; Pn:11-15kW;3x380-480V;In max:35A;(11kW;23A);RS-485;IP20 | INVERTER | E800* | 554
587787 | FR-E840-0300-4-60 | Inverter; Pn:15-18,5kW;3x380-480V;In max:41A;(15kW;30A);RS-485;IP20 | INVERTER | E800* | 663
587788 | FR-E840-0380-4-60 | Inverter; Pn:18,5-22kW;3x380-480V;In max:45A;(18,5kW;38A);RS-485;IP20 | INVERTER | E800* | 795
587789 | FR-E840-0440-4-60 | Inverter; Pn: 22-30kW;3x380-480V;In max:60A;(22kW;44A);RS-485;IP20 | INVERTER | E800* | 954
307172 | FR-F840-00038-E2-60 | Inverter; Rated Power: 1,5kW; 3x380-500V;In max: 3,8A;(1,5kW; 3,8A);IP20 | INVERTER | F800 | 307
307173 | FR-F840-00052-E2-60 | Inverter; Rated Power: 2,2kW; 3x380-500V;In max: 5,2A;(2,2kW; 5,2A);IP20 | INVERTER | F800 | 335
307174 | FR-F840-00083-E2-60 | Inverter; Rated Power: 3,7kW; 3x380-500V;In max: 8,3A;(3,7kW; 8,3A);IP20 | INVERTER | F800 | 372
307215 | FR-F840-00126-E2-60 | Inverter; Rated Power: 5,5kW; 3x380-500V;In max: 12,6A;(5,5kW; 12,6A);IP20 | INVERTER | F800 | 438
307216 | FR-F840-00170-E2-60 | Inverter; Rated Power: 7,5kW; 3x380-500V;In max: 17A;(7,5kW; 17A);IP20 | INVERTER | F800 | 507
307217 | FR-F840-00250-E2-60 | Inverter; Rated Power: 11kW; 3x380-500V;In max: 25A;(11kW; 25A);IP20 | INVERTER | F800 | 651
307218 | FR-F840-00310-E2-60 | Inverter; Rated Power: 15kW; 3x380-500V;In max: 31A;(15kW; 31A);IP20 | INVERTER | F800 | 807
307219 | FR-F840-00380-E2-60 | Inverter; Rated Power: 18,5kW; 3x380-500V;In max: 38A;(18,5kW; 38A);IP20 | INVERTER | F800 | 994
307220 | FR-F840-00470-E2-60 | Inverter; Rated Power: 22kW; 3x380-500V;In max: 47A;(22kW; 47A);IP20 | INVERTER | F800 | 1300
307221 | FR-F840-00620-E2-60 | Inverter; Rated Power: 30kW; 3x380-500V;In max: 62A;(30kW; 62A);IP20 | INVERTER | F800 | 1524
307222 | FR-F840-00770-E2-60 | Inverter; Rated Power: 37kW; 3x380-500V;In max: 77A;(37kW; 77A);IP00 | INVERTER | F800 | 1575
307223 | FR-F840-00930-E2-60 | Inverter; Rated Power: 45kW; 3x380-500V;In max: 93A;(45kW; 93A);IP00 | INVERTER | F800 | 1908
307224 | FR-F840-01160-E2-60 | Inverter; Rated Power: 55kW; 3x380-500V;In max: 116A;(55kW; 116A);IP00 | INVERTER | F800 | 2100
307225 | FR-F840-01800-E2-60 | Inverter; Rated Power: 75-90kW; 3x380-500V;In max: 180A;(75/90kW; 180A);IP00 | INVERTER | F800 | 2811
307226 | FR-F840-02160-E2-60 | Inverter; Rated Power: 90-110kW; 3x380-500V;In max: 216A;(110kW; 216A);IP00 | INVERTER | F800 | 3236
307227 | FR-F840-02600-E2-60 | Inverter; Rated Power: 110-132kW; 3x380-500V;In max: 260A;(132kW; 260A);IP00 | INVERTER | F800 | 3878
307228 | FR-F840-03250-E2-60 | Inverter; Rated Power: 132-160kW; 3x380-500V;In max: 325A;(160kW; 325A);IP00 | INVERTER | F800 | 4971
307229 | FR-F840-03610-E2-60 | Inverter; Rated Power: 160-185kW; 3x380-500V;In max: 361A;(185kW; 361A);IP00 | INVERTER | F800 | 5815
307230 | FR-F840-04320-E2-60 | Inverter; Rated Power: 185-220kW; 3x380-500V;In max: 432A;(220kW; 432A);IP00 | INVERTER | F800 | 7640
307231 | FR-F840-04810-E2-60 | Inverter; Rated Power: 220-250kW; 3x380-500V;In max: 481A;(250kW; 481A);IP00 | INVERTER | F800 | 9102
307232 | FR-F840-05470-E2-60 | Inverter; Rated Power: 250-280kW; 3x380-500V;In max: 547A;(280kW; 547A);IP00 | INVERTER | F800 | 9360
307233 | FR-F840-06100-E2-60 | Inverter; Rated Power: 280-315kW; 3x380-500V;In max: 610A;(315kW; 610A);IP00 | INVERTER | F800 | 11179
307234 | FR-F840-06830-E2-60 | Inverter; Rated Power: 315-355kW; 3x380-500V;In max: 683A;(355kW; 683A);IP00 | INVERTER | F800 | 12321
307235 | FR-F842-07700-E2-60 | Inverter; Rated Power: 355-400kW; 3x380-500V;In max: 770A;(400kW; 770A);IP00 | INVERTER | F800 | ***
307236 | FR-F842-08660-E2-60 | Inverter; Rated Power: 400-450kW; 3x380-500V;In max: 866A;(450kW; 866A);IP00 | INVERTER | F800 | ***
307237 | FR-F842-09620-E2-60 | Inverter; Rated Power: 450-500kW; 3x380-500V;In max: 962A;(500kW; 962A);IP00 | INVERTER | F800 | ***
307238 | FR-F842-10940-E2-60 | Inverter; Rated Power: 500-560kW; 3x380-500V;In max: 1094A;(560kW; 1094A);IP00 | INVERTER | F800 | ***
307239 | FR-F842-12120-E2-60 | Inverter; Rated Power: 560-630kW; 3x380-500V;In max: 1212A;(630kW; 1212A);IP00 | INVERTER | F800 | ***
307171 | FR-F840-00023-E2-60 | Inverter; Rated Power: 0,75kW; 3x380-500V;In max: 2,3A;(0,75kW; 2,3A);IP20 | INVERTER | F800 | 364
318057 | FR-F846-00023-E2-60L2 | Inverter AC; Pn: 0,75kW; 3x380-500V;In max: 2,1A; IP55 | INVERTER | F800 | 459
318058 | FR-F846-00038-E2-60L2 | Inverter AC; Pn: 1,5kW; 3x380-500V;In max: 3,5A; IP55 | INVERTER | F800 | 489
318059 | FR-F846-00052-E2-60L2 | Inverter AC; Pn: 2,2kW; 3x380-500V;In max: 4,8A; IP55 | INVERTER | F800 | 533
318060 | FR-F846-00083-E2-60L2 | Inverter AC; Pn: 3,7kW; 3x380-500V;In max: 7,6A; IP55 | INVERTER | F800 | 673
318061 | FR-F846-00126-E2-60L2 | Inverter AC; Pn: 5,5kW; 3x380-500V;In max: 11,5A; IP55 | INVERTER | F800 | 719
318062 | FR-F846-00170-E2-60L2 | Inverter AC; Pn: 7,5kW; 3x380-500V;In max: 16A; IP55 | INVERTER | F800 | 913
318063 | FR-F846-00250-E2-60L2 | Inverter AC; Pn: 11kW; 3x380-500V;In max: 23A; IP55 | INVERTER | F800 | 1084
318064 | FR-F846-00310-E2-60L2 | Inverter AC; Pn: 15kW; 3x380-500V;In max: 29A; IP55 | INVERTER | F800 | 1444
318065 | FR-F846-00380-E2-60L2 | Inverter AC; Pn: 18,5kW; 3x380-500V;In max: 35A; IP55 | INVERTER | F800 | 1751
318066 | FR-F846-00470-E2-60L2 | Inverter AC; Pn: 22kW; 3x380-500V;In max: 43A; IP55 | INVERTER | F800 | 2039
318067 | FR-F846-00620-E2-60L2 | Inverter AC; Pn: 30kW; 3x380-500V;In max: 57A; IP55 | INVERTER | F800 | 2188
318068 | FR-F846-00770-E2-60L2 | Inverter AC; Pn: 37kW; 3x380-500V;In max: 70A; IP55 | INVERTER | F800 | 2686
318069 | FR-F846-00930-E2-60L2 | Inverter AC; Pn: 45kW; 3x380-500V;In max: 85A; IP55 | INVERTER | F800 | 3226
318070 | FR-F846-01160-E2-60L2 | Inverter AC; Pn: 55kW; 3x380-500V;In max: 106A; IP55 | INVERTER | F800 | 3841
318071 | FR-F846-01800-E2-60L2 | Inverter AC; Pn: 75kW; 3x380-500V;In max: 144A; IP55 | INVERTER | F800 | 4589
318072 | FR-F846-02160-E2-60L2 | Inverter AC; Pn: 90kW; 3x380-500V;In max: 180A; IP55 | INVERTER | F800 | 5200
318073 | FR-F846-02600-E2-60L2 | Inverter AC; Pn: 110kW; 3x380-500V;In max: 216A; IP55 | INVERTER | F800 | 6069
318074 | FR-F846-03250-E2-60L2 | Inverter AC; Pn: 132kW; 3x380-500V;In max: 260A; IP55 | INVERTER | F800 | 7178
318075 | FR-F846-03610-E2-60L2 | Inverter AC; Pn: 160kW; 3x380-500V;In max: 325A; IP55 | INVERTER | F800 | 9030
275503 | FR-Configurator | FR-Configurator for 700 series; multi l + FR-Configurator2 for 800 series | INVERTER | SOFTWARE | 74.4
241316 | EMU2-CB-T10M | Current Sensor Extension Standard Cable 10m | LVS | Aksesuar-KABLO | 112
241319 | EMU2-CB-T10MS | Current Sensor Extension Seperate Cable 10m | LVS | Aksesuar-KABLO | 177
241314 | EMU2-CB-T1M | Current Sensor Extension Standard Cable 1m | LVS | Aksesuar-KABLO | 46.4
241317 | EMU2-CB-T1MS | Current Sensor Extension Seperate Cable 10m | LVS | Aksesuar-KABLO | 78.9
241315 | EMU2-CB-T5M | Current Sensor Extension Standard Cable 5m | LVS | Aksesuar-KABLO | 74.3
241318 | EMU2-CB-T5MS | Current Sensor Extension Seperate Cable 10m | LVS | Aksesuar-KABLO | 121
594989 | SD-N600AB DC24V | Magnetic contactor. 330kW; 2NO + 2NC; Us = DC 24V; Non-Reversing | LVS |  | 2609
594974 | S-N600ABCOIL AC200V | Magnetic coil. AC 200 ~ 240V 50/60Hz; for S-N600AB | LVS |  | 230
594864 | UN-TH21 | Connecting bar kit S(D)-N20-21 with TH-N20KP/T25KP | LVS |  | 3.9
193919 | AE1000-SW 3P, BARE, FIXED, AX10 | Switch-disconnector; In max=1000A; Icw (1s) = 65kA; 5a5b | LVS |  | 2604
168434 | AE1000-SW 4P FIXED, ETRBASE-P3, AX10 | Circuit-breaker; In max=1000A; Icu=Ics=65kA at AC 500V; with relay base; 5a5b | LVS |  | 4080
193920 | AE1000-SW 4P, BARE, FIXED, AX10 | Switch-disconnector; In max=1000A; Icw (1s) = 65kA; 5a5b | LVS |  | 3756
193921 | AE1250-SW 3P, BARE, FIXED, AX10 | Switch-disconnector; In max=1250A; Icw (1s) = 65kA; 5a5b | LVS |  | 2821
168436 | AE1250-SW 4P FIXED, ETRBASE-P3, AX10 | Circuit-breaker; In max=1250A; Icu=Ics=65kA at AC 500V; with relay base; 5a5b | LVS |  | 4520
193922 | AE1250-SW 4P, BARE, FIXED, AX10 | Switch-disconnector; In max=1250A; Icw (1s) = 65kA; 5a5b | LVS |  | 4305
193923 | AE1600-SW 3P, BARE, FIXED, AX10 | Switch-disconnector; In max=1600A; Icw (1s) = 65kA; 5a5b | LVS |  | 3600
168438 | AE1600-SW 4P FIXED, ETRBASE-P3, AX10 | Circuit-breaker; In max=1600A; Icu=Ics=65kA at AC 500V; with relay base; 5a5b | LVS |  | 5601
193924 | AE1600-SW 4P, BARE, FIXED, AX10 | Switch-disconnector; In max=1600A; Icw (1s) = 65kA; 5a5b | LVS |  | 5264
193929 | AE2000-SW 3P, BARE, FIXED, AX10 | Switch-disconnector; In max=2000A; Icw (1s) = 75kA; 5a5b | LVS |  | 5107
168444 | AE2000-SW 4P FIXED, ETRBASE-P3, AX10 | Circuit-breaker; In max=2000A; Icu=Ics=85kA at AC 500V; with relay base; 5a5b | LVS |  | 8020
193930 | AE2000-SW 4P, BARE, FIXED, AX10 | Switch-disconnector; In max=2000A; Icw (1s) = 75kA; 5a5b | LVS |  | 7634
193925 | AE2000-SWA 3P, BARE, FIXED, AX10 | Switch-disconnector; In max=2000A; Icw (1s) = 65kA; 5a5b | LVS |  | 4315
168442 | AE2000-SWA 4P D/O, ETRBASE-P3, AX10 | Circuit-breaker; In max=2000A; Icu=Ics=65kA at AC 500V; with relay base; 5a5b | LVS |  | 9262
168440 | AE2000-SWA 4P FIXED, ETRBASE-P3, AX10 | Circuit-breaker; In max=2000A; Icu=Ics=65kA at AC 500V; with relay base; 5a5b | LVS |  | 6811
193926 | AE2000-SWA 4P, BARE, FIXED, AX10 | Switch-disconnector; In max=2000A; Icw (1s) = 65kA; 5a5b | LVS |  | 6996
193931 | AE2500-SW 3P, BARE, FIXED, AX10 | Switch-disconnector; In max=2500A; Icw (1s) = 75kA; 5a5b | LVS |  | 5956
168446 | AE2500-SW 4P FIXED, ETRBASE-P3, AX10 | Circuit-breaker; In max=2500A; Icu=Ics=85kA at AC 500V; with relay base; 5a5b | LVS |  | 9383
193932 | AE2500-SW 4P, BARE, FIXED, AX10 | Switch-disconnector; In max=2500A; Icw (1s) = 75kA; 5a5b | LVS |  | 9276
193933 | AE3200-SW 3P, BARE, FIXED, AX10 | Switch-disconnector; In max=3200A; Icw (1s) = 75kA; 5a5b | LVS |  | 7850
168448 | AE3200-SW 4P FIXED, ETRBASE-P3, AX10 | Circuit-breaker; In max=3200A; Icu=Ics=85kA at AC 500V; with relay base; 5a5b | LVS |  | 12854
193934 | AE3200-SW 4P, BARE, FIXED, AX10 | Switch-disconnector; In max=3200A; Icw (1s) = 75kA; 5a5b | LVS |  | 11693
205157 | AE4000-SW FN 4P D/O, ETRBASE-P3, AX10 | Circuit-breaker; In max=4000A; Icu=Ics=130kA at AC 500V; with relay base; 5a5b | LVS |  | 55580
205148 | AE4000-SW FN 4P FIXED, ETRBASE-P3, AX10 | Circuit-breaker; In max=4000A; Icu=Ics=130kA at AC 500V; with relay base; 5a5b | LVS |  | 37789
205156 | AE4000-SW HN 4P D/O, ETRBASE-P3, AX10 | Circuit-breaker; In max=4000A; Icu=Ics=130kA at AC 500V; with relay base; 5a5b | LVS |  | 46496
205147 | AE4000-SW HN 4P FIXED, ETRBASE-P3, AX10 | Circuit-breaker; In max=4000A; Icu=Ics=130kA at AC 500V; with relay base; 5a5b | LVS |  | 30302
168452 | AE4000-SWA 4P D/O, ETRBASE-P3, AX10 | Circuit-breaker; In max=4000A; Icu=Ics=85kA at AC 500V; with relay base; 5a5b | LVS |  | 22973
168450 | AE4000-SWA 4P FIXED, ETRBASE-P3, AX10 | Circuit-breaker; In max=4000A; Icu=Ics=85kA at AC 500V; with relay base; 5a5b | LVS |  | 16892
205159 | AE5000-SW FN 4P D/O, ETRBASE-P3, AX10 | Circuit-breaker; In max=5000A; Icu=Ics=130kA at AC 500V; with relay base; 5a5b | LVS |  | 55580
205150 | AE5000-SW FN 4P FIXED, ETRBASE-P3, AX10 | Circuit-breaker; In max=5000A; Icu=Ics=130kA at AC 500V; with relay base; 5a5b | LVS |  | 37789
205158 | AE5000-SW HN 4P D/O, ETRBASE-P3, AX10 | Circuit-breaker; In max=5000A; Icu=Ics=130kA at AC 500V; with relay base; 5a5b | LVS |  | 45803
205149 | AE5000-SW HN 4P FIXED, ETRBASE-P3, AX10 | Circuit-breaker; In max=5000A; Icu=Ics=130kA at AC 500V; with relay base; 5a5b | LVS |  | 30302
205161 | AE6300-SW FN 4P D/O, ETRBASE-P3, AX10 | Circuit-breaker; In max=6300A; Icu=Ics=130kA at AC 500V; with relay base; 5a5b | LVS |  | 49145
205152 | AE6300-SW FN 4P FIXED, ETRBASE-P3, AX10 | Circuit-breaker; In max=6300A; Icu=Ics=130kA at AC 500V; with relay base; 5a5b | LVS |  | 37811
205160 | AE6300-SW HN 4P D/O, ETRBASE-P3, AX10 | Circuit-breaker; In max=6300A; Icu=Ics=130kA at AC 500V; with relay base; 5a5b | LVS |  | 40983
205151 | AE6300-SW HN 4P FIXED, ETRBASE-P3, AX10 | Circuit-breaker; In max=6300A; Icu=Ics=130kA at AC 500V; with relay base; 5a5b | LVS |  | 30319
267212 | AL-05SVLS | Alarm switch. 1CO; Terminal block; Left hand fitting | LVS |  | 29.4
267214 | AL-05SVRFS | Alarm switch. 1CO; Terminal block; 4P; Right hand fitting | LVS |  | 29.4
267226 | AL-05SVRS | Alarm switch. 1CO; Terminal block; 3P; Right hand fitting | LVS |  | 29.4
205766 | AL-10SWLS | Alarm switch.1 CO,Terminal block, NF1000-SEW, NF1250-SEW, NF1600-SEW | LVS |  | 58.7
411360 | AL-1BHW F | Alarm switch-option for MCB; 1C 230VAC 5A; For 80-125A; Field fitted | LVS |  | 10.7
205763 | AL-4SWLS | Alarm switch.1 CO, Terminal block, 400AF, 630AF, 800AF | LVS |  | 43.9
267230 | ALAX-05SVLS | Alarm+Auxiliary switch. 1CO, Terminal block, Left hand fitting | LVS |  | 68.8
267232 | ALAX-05SVRFS | Alarm+Auxiliary switch. 1CO, Terminal block, 4P, Right hand fitting | LVS |  | 61.3
267234 | ALAX-05SVRS | Alarm+Auxiliary switch. 1CO, Terminal block, 3P, Right hand fitting | LVS |  | 61.3
205776 | ALAX-10SWLS | Alarm - Aux switch.1 CO + 1 CO, Terminal block, NF1000-SEW,NF1250-SEW,NF1600-SEW | LVS |  | 103
205774 | ALAX-4SWLS | Alarm - Aux switch.1 CO + 1 CO, Flying lead, 400AF, 630AF, 800AF | LVS |  | 58.7
168560 | AP-W | Optional setting module for 2nd Additional Pre-alarm | LVS |  | 221
403893 | AX-05BHW F | Auxiliary switch-option for MCB; 1C 230VAC 5A; For 0.5 to 63A; Field fitted | LVS |  | 8
267238 | AX-05SVLS | Auxiliary switch. 1CO, Terminal block, Left hand fitting; For 30 to 250A | LVS |  | 32
267240 | AX-05SVRFS | Auxiliary switch. 1CO, Terminal block, 4P, Right hand fitting; For 30 to 250A | LVS |  | 32
267242 | AX-05SVRS | Auxiliary switch. 1CO, Terminal block, 3P, Right hand fitting; For 30 to 250A | LVS |  | 32
205771 | AX-10SWLS | Auxiliary switch. 1 CO, Terminal block, NF1000-SEW, NF1250-SEW, NF1600-SEW | LVS |  | 43.9
168962 | AX-10-W | Auxiliary; switch 5a5b | LVS |  | 283
411359 | AX-1BHW F | Auxiliary switch-option for MCB; 1C 230VAC 5A; For 80-125A; Field fitted | LVS |  | 10.7
267246 | AX2-05SVLS | Auxiliary switch. 2CO; Terminal block, Left hand fitting; For 30 to 250A | LVS |  | 63.9
205768 | AX2-4SWLS | Auxiliary switch. 2 CO, Terminal block, 400AF, 630AF, 800AF; For 400 to 800A | LVS |  | 58.7
205767 | AX-4SWLS | Auxiliary switch. 1 CO, Terminal block, 400AF, 630AF, 800AF; For 400 to 800A | LVS |  | 29.5
168537 | BCL-W | Push button cover | LVS |  | 50.9
411344 | BHW-T10 1P C100 F | MCB 1-pole, Rated current 100A, Operating characteristic C | LVS |  | 33.9
411343 | BHW-T10 1P C80 F | MCB 1-pole, Rated current 80A, Operating characteristic C | LVS |  | 33
291890 | BHW-T10 1P Type B 10A | MCB 1-pole, Rated current 10A, Operating characteristic B | LVS |  | 5.4
291891 | BHW-T10 1P Type B 16A | MCB 1-pole, Rated current 16A, Operating characteristic B | LVS |  | 5.4
291892 | BHW-T10 1P Type B 20A | MCB 1-pole, Rated current 20A, Operating characteristic B | LVS |  | 5.4
291893 | BHW-T10 1P Type B 25A | MCB 1-pole, Rated current 25A, Operating characteristic B | LVS |  | 5.4
291894 | BHW-T10 1P Type B 32A | MCB 1-pole, Rated current 32A, Operating characteristic B | LVS |  | 5.4
291905 | BHW-T10 1P Type B 40A | MCB 1-pole, Rated current 40A, Operating characteristic B | LVS |  | 8
291906 | BHW-T10 1P Type B 50A | MCB 1-pole, Rated current 50A, Operating characteristic B | LVS |  | 8
291907 | BHW-T10 1P Type B 63A | MCB 1-pole, Rated current 63A, Operating characteristic B | LVS |  | 8
291889 | BHW-T10 1P Type B 6A | MCB 1-pole, Rated current 6A, Operating characteristic B | LVS |  | 5.4
291953 | BHW-T10 1P Type C 0,5A | MCB 1-pole, Rated current 05A, Operating characteristic C | LVS |  | 6.1
291960 | BHW-T10 1P Type C 10A | MCB 1-pole, Rated current 10A, Operating characteristic C | LVS |  | 5.6
291961 | BHW-T10 1P Type C 16A | MCB 1-pole, Rated current 16A, Operating characteristic C | LVS |  | 5.6
291954 | BHW-T10 1P Type C 1A | MCB 1-pole, Rated current 1A, Operating characteristic C | LVS |  | 6.1
291962 | BHW-T10 1P Type C 20A | MCB 1-pole, Rated current 20A, Operating characteristic C | LVS |  | 5.6
291963 | BHW-T10 1P Type C 25A | MCB 1-pole, Rated current 25A, Operating characteristic C | LVS |  | 5.6
291955 | BHW-T10 1P Type C 2A | MCB 1-pole, Rated current 2A, Operating characteristic C | LVS |  | 6.1
291964 | BHW-T10 1P Type C 32A | MCB 1-pole, Rated current 32A, Operating characteristic C | LVS |  | 5.6
291956 | BHW-T10 1P Type C 3A | MCB 1-pole, Rated current 3A, Operating characteristic C | LVS |  | 6.1
291965 | BHW-T10 1P Type C 40A | MCB 1-pole, Rated current 40A, Operating characteristic C | LVS |  | 8
291957 | BHW-T10 1P Type C 4A | MCB 1-pole, Rated current 4A, Operating characteristic C | LVS |  | 6.1
291966 | BHW-T10 1P Type C 50A | MCB 1-pole, Rated current 50A, Operating characteristic C | LVS |  | 8
291958 | BHW-T10 1P Type C 5A | MCB 1-pole, Rated current 5A, Operating characteristic C | LVS |  | 6.1
291967 | BHW-T10 1P Type C 63A | MCB 1-pole, Rated current 63A, Operating characteristic C | LVS |  | 8
291959 | BHW-T10 1P Type C 6A | MCB 1-pole, Rated current 6A, Operating characteristic C | LVS |  | 5.6
292043 | BHW-T10 1P Type D 0,5A | MCB 1-pole, Rated current 05A, Operating characteristic D | LVS |  | 6.1
292050 | BHW-T10 1P Type D 10A | MCB 1-pole, Rated current 10A, Operating characteristic D | LVS |  | 5.6
292051 | BHW-T10 1P Type D 16A | MCB 1-pole, Rated current 16A, Operating characteristic D | LVS |  | 5.6
292044 | BHW-T10 1P Type D 1A | MCB 1-pole, Rated current 1A, Operating characteristic D | LVS |  | 6.1
292052 | BHW-T10 1P Type D 20A | MCB 1-pole, Rated current 20A, Operating characteristic D | LVS |  | 5.6
292053 | BHW-T10 1P Type D 25A | MCB 1-pole, Rated current 25A, Operating characteristic D | LVS |  | 5.6
292045 | BHW-T10 1P Type D 2A | MCB 1-pole, Rated current 2A, Operating characteristic D | LVS |  | 6.1
292054 | BHW-T10 1P Type D 32A | MCB 1-pole, Rated current 32A, Operating characteristic D | LVS |  | 5.6
292046 | BHW-T10 1P Type D 3A | MCB 1-pole, Rated current 3A, Operating characteristic D | LVS |  | 6.1
292055 | BHW-T10 1P Type D 40A | MCB 1-pole, Rated current 40A, Operating characteristic D | LVS |  | 8
292047 | BHW-T10 1P Type D 4A | MCB 1-pole, Rated current 4A, Operating characteristic D | LVS |  | 6.1
292056 | BHW-T10 1P Type D 50A | MCB 1-pole, Rated current 50A, Operating characteristic D | LVS |  | 8
292048 | BHW-T10 1P Type D 5A | MCB 1-pole, Rated current 5A, Operating characteristic D | LVS |  | 6.1
292057 | BHW-T10 1P Type D 63A | MCB 1-pole, Rated current 63A, Operating characteristic D | LVS |  | 8
292049 | BHW-T10 1P Type D 6A | MCB 1-pole, Rated current 6A, Operating characteristic D | LVS |  | 5.6
291936 | BHW-T10 1P+N Type B 10A | MCB 1-pole+N, Rated current 10A, Operating characteristic B | LVS |  | 12.8
291937 | BHW-T10 1P+N Type B 16A | MCB 1-pole+N, Rated current 16A, Operating characteristic B | LVS |  | 12.8
291938 | BHW-T10 1P+N Type B 20A | MCB 1-pole+N, Rated current 20A, Operating characteristic B | LVS |  | 12.8
291939 | BHW-T10 1P+N Type B 25A | MCB 1-pole+N, Rated current 25A, Operating characteristic B | LVS |  | 12.8
291940 | BHW-T10 1P+N Type B 32A | MCB 1-pole+N, Rated current 32A, Operating characteristic B | LVS |  | 12.8
291941 | BHW-T10 1P+N Type B 40A | MCB 1-pole+N, Rated current 40A, Operating characteristic B | LVS |  | 16.4
291942 | BHW-T10 1P+N Type B 50A | MCB 1-pole+N, Rated current 50A, Operating characteristic B | LVS |  | 16.4
291943 | BHW-T10 1P+N Type B 63A | MCB 1-pole+N, Rated current 63A, Operating characteristic B | LVS |  | 16.4
291935 | BHW-T10 1P+N Type B 6A | MCB 1-pole+N, Rated current 6A, Operating characteristic B | LVS |  | 12.8
292013 | BHW-T10 1P+N Type C 0,5A | MCB 1-pole+N, Rated current 05A, Operating characteristic C | LVS |  | 14.5
292020 | BHW-T10 1P+N Type C 10A | MCB 1-pole+N, Rated current 10A, Operating characteristic C | LVS |  | 12.8
292021 | BHW-T10 1P+N Type C 16A | MCB 1-pole+N, Rated current 16A, Operating characteristic C | LVS |  | 12.8
292014 | BHW-T10 1P+N Type C 1A | MCB 1-pole+N, Rated current 1A, Operating characteristic C | LVS |  | 14.5
292022 | BHW-T10 1P+N Type C 20A | MCB 1-pole+N, Rated current 20A, Operating characteristic C | LVS |  | 12.8
292023 | BHW-T10 1P+N Type C 25A | MCB 1-pole+N, Rated current 25A, Operating characteristic C | LVS |  | 12.8
292015 | BHW-T10 1P+N Type C 2A | MCB 1-pole+N, Rated current 2A, Operating characteristic C | LVS |  | 14.5
292024 | BHW-T10 1P+N Type C 32A | MCB 1-pole+N, Rated current 32A, Operating characteristic C | LVS |  | 12.8
292016 | BHW-T10 1P+N Type C 3A | MCB 1-pole+N, Rated current 3A, Operating characteristic C | LVS |  | 14.5
292025 | BHW-T10 1P+N Type C 40A | MCB 1-pole+N, Rated current 40A, Operating characteristic C | LVS |  | 16.4
292017 | BHW-T10 1P+N Type C 4A | MCB 1-pole+N, Rated current 4A, Operating characteristic C | LVS |  | 14.5
292026 | BHW-T10 1P+N Type C 50A | MCB 1-pole+N, Rated current 50A, Operating characteristic C | LVS |  | 16.4
292018 | BHW-T10 1P+N Type C 5A | MCB 1-pole+N, Rated current 5A, Operating characteristic C | LVS |  | 14.5
292027 | BHW-T10 1P+N Type C 63A | MCB 1-pole+N, Rated current 63A, Operating characteristic C | LVS |  | 16.4
292019 | BHW-T10 1P+N Type C 6A | MCB 1-pole+N, Rated current 6A, Operating characteristic C | LVS |  | 12.8
292103 | BHW-T10 1P+N Type D 0,5A | MCB 1-pole+N, Rated current 05A, Operating characteristic D | LVS |  | 14.5
292110 | BHW-T10 1P+N Type D 10A | MCB 1-pole+N, Rated current 10A, Operating characteristic D | LVS |  | 12.8
292111 | BHW-T10 1P+N Type D 16A | MCB 1-pole+N, Rated current 16A, Operating characteristic D | LVS |  | 12.8
292104 | BHW-T10 1P+N Type D 1A | MCB 1-pole+N, Rated current 1A, Operating characteristic D | LVS |  | 14.5
292112 | BHW-T10 1P+N Type D 20A | MCB 1-pole+N, Rated current 20A, Operating characteristic D | LVS |  | 12.8
292113 | BHW-T10 1P+N Type D 25A | MCB 1-pole+N, Rated current 25A, Operating characteristic D | LVS |  | 12.8
292105 | BHW-T10 1P+N Type D 2A | MCB 1-pole+N, Rated current 2A, Operating characteristic D | LVS |  | 14.5
292114 | BHW-T10 1P+N Type D 32A | MCB 1-pole+N, Rated current 32A, Operating characteristic D | LVS |  | 12.8
292106 | BHW-T10 1P+N Type D 3A | MCB 1-pole+N, Rated current 3A, Operating characteristic D | LVS |  | 14.5
292115 | BHW-T10 1P+N Type D 40A | MCB 1-pole+N, Rated current 40A, Operating characteristic D | LVS |  | 16.4
292107 | BHW-T10 1P+N Type D 4A | MCB 1-pole+N, Rated current 4A, Operating characteristic D | LVS |  | 14.5
292116 | BHW-T10 1P+N Type D 50A | MCB 1-pole+N, Rated current 50A, Operating characteristic D | LVS |  | 16.4
292108 | BHW-T10 1P+N Type D 5A | MCB 1-pole+N, Rated current 5A, Operating characteristic D | LVS |  | 14.5
292117 | BHW-T10 1P+N Type D 63A | MCB 1-pole+N, Rated current 63A, Operating characteristic D | LVS |  | 16.4
292109 | BHW-T10 1P+N Type D 6A | MCB 1-pole+N, Rated current 6A, Operating characteristic D | LVS |  | 12.8
411346 | BHW-T10 2P C100 F | MCB 2-pole, Rated current 100A, Operating characteristic C | LVS |  | 68.7
411345 | BHW-T10 2P C80 F | MCB 2-pole, Rated current 80A, Operating characteristic C | LVS |  | 66.9
291909 | BHW-T10 2P Type B 10A | MCB 2-pole, Rated current 10A, Operating characteristic B | LVS |  | 12.8
291910 | BHW-T10 2P Type B 16A | MCB 2-pole, Rated current 16A, Operating characteristic B | LVS |  | 12.8
291911 | BHW-T10 2P Type B 20A | MCB 2-pole, Rated current 20A, Operating characteristic B | LVS |  | 12.8
291912 | BHW-T10 2P Type B 25A | MCB 2-pole, Rated current 25A, Operating characteristic B | LVS |  | 12.8
291913 | BHW-T10 2P Type B 32A | MCB 2-pole, Rated current 32A, Operating characteristic B | LVS |  | 12.8
291914 | BHW-T10 2P Type B 40A | MCB 2-pole, Rated current 40A, Operating characteristic B | LVS |  | 16.4
291915 | BHW-T10 2P Type B 50A | MCB 2-pole, Rated current 50A, Operating characteristic B | LVS |  | 16.4
291916 | BHW-T10 2P Type B 63A | MCB 2-pole, Rated current 63A, Operating characteristic B | LVS |  | 16.4
291908 | BHW-T10 2P Type B 6A | MCB 2-pole, Rated current 6A, Operating characteristic B | LVS |  | 12.8
291968 | BHW-T10 2P Type C 0,5A | MCB 2-pole, Rated current 05A, Operating characteristic C | LVS |  | 14.5
291975 | BHW-T10 2P Type C 10A | MCB 2-pole, Rated current 10A, Operating characteristic C | LVS |  | 12.8
291976 | BHW-T10 2P Type C 16A | MCB 2-pole, Rated current 16A, Operating characteristic C | LVS |  | 12.8
291969 | BHW-T10 2P Type C 1A | MCB 2-pole, Rated current 1A, Operating characteristic C | LVS |  | 14.5
291977 | BHW-T10 2P Type C 20A | MCB 2-pole, Rated current 20A, Operating characteristic C | LVS |  | 12.8
291978 | BHW-T10 2P Type C 25A | MCB 2-pole, Rated current 25A, Operating characteristic C | LVS |  | 12.8
291970 | BHW-T10 2P Type C 2A | MCB 2-pole, Rated current 2A, Operating characteristic C | LVS |  | 14.5
291979 | BHW-T10 2P Type C 32A | MCB 2-pole, Rated current 32A, Operating characteristic C | LVS |  | 12.8
291971 | BHW-T10 2P Type C 3A | MCB 2-pole, Rated current 3A, Operating characteristic C | LVS |  | 14.5
291980 | BHW-T10 2P Type C 40A | MCB 2-pole, Rated current 40A, Operating characteristic C | LVS |  | 16.4
291972 | BHW-T10 2P Type C 4A | MCB 2-pole, Rated current 4A, Operating characteristic C | LVS |  | 14.5
291981 | BHW-T10 2P Type C 50A | MCB 2-pole, Rated current 50A, Operating characteristic C | LVS |  | 16.4
291973 | BHW-T10 2P Type C 5A | MCB 2-pole, Rated current 5A, Operating characteristic C | LVS |  | 14.5
291982 | BHW-T10 2P Type C 63A | MCB 2-pole, Rated current 63A, Operating characteristic C | LVS |  | 16.4
291974 | BHW-T10 2P Type C 6A | MCB 2-pole, Rated current 6A, Operating characteristic C | LVS |  | 12.8
292058 | BHW-T10 2P Type D 0,5A | MCB 2-pole, Rated current 05A, Operating characteristic D | LVS |  | 14.5
292065 | BHW-T10 2P Type D 10A | MCB 2-pole, Rated current 10A, Operating characteristic D | LVS |  | 12.8
292066 | BHW-T10 2P Type D 16A | MCB 2-pole, Rated current 16A, Operating characteristic D | LVS |  | 12.8
292059 | BHW-T10 2P Type D 1A | MCB 2-pole, Rated current 1A, Operating characteristic D | LVS |  | 14.5
292067 | BHW-T10 2P Type D 20A | MCB 2-pole, Rated current 20A, Operating characteristic D | LVS |  | 12.8
292068 | BHW-T10 2P Type D 25A | MCB 2-pole, Rated current 25A, Operating characteristic D | LVS |  | 12.8
292060 | BHW-T10 2P Type D 2A | MCB 2-pole, Rated current 2A, Operating characteristic D | LVS |  | 14.5
292069 | BHW-T10 2P Type D 32A | MCB 2-pole, Rated current 32A, Operating characteristic D | LVS |  | 12.8
292061 | BHW-T10 2P Type D 3A | MCB 2-pole, Rated current 3A, Operating characteristic D | LVS |  | 14.5
292070 | BHW-T10 2P Type D 40A | MCB 2-pole, Rated current 40A, Operating characteristic D | LVS |  | 16.4
292062 | BHW-T10 2P Type D 4A | MCB 2-pole, Rated current 4A, Operating characteristic D | LVS |  | 14.5
292071 | BHW-T10 2P Type D 50A | MCB 2-pole, Rated current 50A, Operating characteristic D | LVS |  | 16.4
292063 | BHW-T10 2P Type D 5A | MCB 2-pole, Rated current 5A, Operating characteristic D | LVS |  | 14.5
292072 | BHW-T10 2P Type D 63A | MCB 2-pole, Rated current 63A, Operating characteristic D | LVS |  | 16.4
292064 | BHW-T10 2P Type D 6A | MCB 2-pole, Rated current 6A, Operating characteristic D | LVS |  | 12.8
411348 | BHW-T10 3P C100 F | MCB 3-pole, Rated current 100A, Operating characteristic C | LVS |  | 102
411347 | BHW-T10 3P C80 F | MCB 3-pole, Rated current 80A, Operating characteristic C | LVS |  | 99.1
291918 | BHW-T10 3P Type B 10A | MCB 3-pole, Rated current 10A, Operating characteristic B | LVS |  | 19.2
291919 | BHW-T10 3P Type B 16A | MCB 3-pole, Rated current 16A, Operating characteristic B | LVS |  | 19.2
291920 | BHW-T10 3P Type B 20A | MCB 3-pole, Rated current 20A, Operating characteristic B | LVS |  | 19.2
291921 | BHW-T10 3P Type B 25A | MCB 3-pole, Rated current 25A, Operating characteristic B | LVS |  | 19.2
291922 | BHW-T10 3P Type B 32A | MCB 3-pole, Rated current 32A, Operating characteristic B | LVS |  | 19.2
291923 | BHW-T10 3P Type B 40A | MCB 3-pole, Rated current 40A, Operating characteristic B | LVS |  | 25.1
291924 | BHW-T10 3P Type B 50A | MCB 3-pole, Rated current 50A, Operating characteristic B | LVS |  | 25.1
291925 | BHW-T10 3P Type B 63A | MCB 3-pole, Rated current 63A, Operating characteristic B | LVS |  | 25.1
291917 | BHW-T10 3P Type B 6A | MCB 3-pole, Rated current 6A, Operating characteristic B | LVS |  | 19.2
291983 | BHW-T10 3P Type C 0,5A | MCB 3-pole, Rated current 05A, Operating characteristic C | LVS |  | 21.4
291990 | BHW-T10 3P Type C 10A | MCB 3-pole, Rated current 10A, Operating characteristic C | LVS |  | 19.2
291991 | BHW-T10 3P Type C 16A | MCB 3-pole, Rated current 16A, Operating characteristic C | LVS |  | 19.2
291984 | BHW-T10 3P Type C 1A | MCB 3-pole, Rated current 1A, Operating characteristic C | LVS |  | 21.4
291992 | BHW-T10 3P Type C 20A | MCB 3-pole, Rated current 20A, Operating characteristic C | LVS |  | 19.2
291993 | BHW-T10 3P Type C 25A | MCB 3-pole, Rated current 25A, Operating characteristic C | LVS |  | 19.2
291985 | BHW-T10 3P Type C 2A | MCB 3-pole, Rated current 2A, Operating characteristic C | LVS |  | 21.4
291994 | BHW-T10 3P Type C 32A | MCB 3-pole, Rated current 32A, Operating characteristic C | LVS |  | 19.2
291986 | BHW-T10 3P Type C 3A | MCB 3-pole, Rated current 3A, Operating characteristic C | LVS |  | 21.4
291995 | BHW-T10 3P Type C 40A | MCB 3-pole, Rated current 40A, Operating characteristic C | LVS |  | 25.1
291987 | BHW-T10 3P Type C 4A | MCB 3-pole, Rated current 4A, Operating characteristic C | LVS |  | 21.4
291996 | BHW-T10 3P Type C 50A | MCB 3-pole, Rated current 50A, Operating characteristic C | LVS |  | 25.1
291988 | BHW-T10 3P Type C 5A | MCB 3-pole, Rated current 5A, Operating characteristic C | LVS |  | 21.4
291997 | BHW-T10 3P Type C 63A | MCB 3-pole, Rated current 63A, Operating characteristic C | LVS |  | 25.1
291989 | BHW-T10 3P Type C 6A | MCB 3-pole, Rated current 6A, Operating characteristic C | LVS |  | 19.2
292073 | BHW-T10 3P Type D 0,5A | MCB 3-pole, Rated current 05A, Operating characteristic D | LVS |  | 21.4
292080 | BHW-T10 3P Type D 10A | MCB 3-pole, Rated current 10A, Operating characteristic D | LVS |  | 19.2
292081 | BHW-T10 3P Type D 16A | MCB 3-pole, Rated current 16A, Operating characteristic D | LVS |  | 19.2
292074 | BHW-T10 3P Type D 1A | MCB 3-pole, Rated current 1A, Operating characteristic D | LVS |  | 21.4
292082 | BHW-T10 3P Type D 20A | MCB 3-pole, Rated current 20A, Operating characteristic D | LVS |  | 19.2
292083 | BHW-T10 3P Type D 25A | MCB 3-pole, Rated current 25A, Operating characteristic D | LVS |  | 19.2
292075 | BHW-T10 3P Type D 2A | MCB 3-pole, Rated current 2A, Operating characteristic D | LVS |  | 21.4
292084 | BHW-T10 3P Type D 32A | MCB 3-pole, Rated current 32A, Operating characteristic D | LVS |  | 19.2
292076 | BHW-T10 3P Type D 3A | MCB 3-pole, Rated current 3A, Operating characteristic D | LVS |  | 21.4
292085 | BHW-T10 3P Type D 40A | MCB 3-pole, Rated current 40A, Operating characteristic D | LVS |  | 25.1
292077 | BHW-T10 3P Type D 4A | MCB 3-pole, Rated current 4A, Operating characteristic D | LVS |  | 21.4
292086 | BHW-T10 3P Type D 50A | MCB 3-pole, Rated current 50A, Operating characteristic D | LVS |  | 25.1
292078 | BHW-T10 3P Type D 5A | MCB 3-pole, Rated current 5A, Operating characteristic D | LVS |  | 21.4
292087 | BHW-T10 3P Type D 63A | MCB 3-pole, Rated current 63A, Operating characteristic D | LVS |  | 25.1
292079 | BHW-T10 3P Type D 6A | MCB 3-pole, Rated current 6A, Operating characteristic D | LVS |  | 19.2
291945 | BHW-T10 3P+N Type B 10A | MCB 3-pole+N, Rated current 10A, Operating characteristic B | LVS |  | 25.1
291946 | BHW-T10 3P+N Type B 16A | MCB 3-pole+N, Rated current 16A, Operating characteristic B | LVS |  | 25.1
291947 | BHW-T10 3P+N Type B 20A | MCB 3-pole+N, Rated current 20A, Operating characteristic B | LVS |  | 25.1
291948 | BHW-T10 3P+N Type B 25A | MCB 3-pole+N, Rated current 25A, Operating characteristic B | LVS |  | 25.1
291949 | BHW-T10 3P+N Type B 32A | MCB 3-pole+N, Rated current 32A, Operating characteristic B | LVS |  | 25.1
291950 | BHW-T10 3P+N Type B 40A | MCB 3-pole+N, Rated current 40A, Operating characteristic B | LVS |  | 33.3
291951 | BHW-T10 3P+N Type B 50A | MCB 3-pole+N, Rated current 50A, Operating characteristic B | LVS |  | 33.3
291952 | BHW-T10 3P+N Type B 63A | MCB 3-pole+N, Rated current 63A, Operating characteristic B | LVS |  | 33.3
291944 | BHW-T10 3P+N Type B 6A | MCB 3-pole+N, Rated current 6A, Operating characteristic B | LVS |  | 25.1
292028 | BHW-T10 3P+N Type C 0,5A | MCB 3-pole+N, Rated current 05A, Operating characteristic C | LVS |  | 28.3
292035 | BHW-T10 3P+N Type C 10A | MCB 3-pole+N, Rated current 10A, Operating characteristic C | LVS |  | 25.1
292036 | BHW-T10 3P+N Type C 16A | MCB 3-pole+N, Rated current 16A, Operating characteristic C | LVS |  | 25.1
292029 | BHW-T10 3P+N Type C 1A | MCB 3-pole+N, Rated current 1A, Operating characteristic C | LVS |  | 28.3
292037 | BHW-T10 3P+N Type C 20A | MCB 3-pole+N, Rated current 20A, Operating characteristic C | LVS |  | 25.1
292038 | BHW-T10 3P+N Type C 25A | MCB 3-pole+N, Rated current 25A, Operating characteristic C | LVS |  | 25.1
292030 | BHW-T10 3P+N Type C 2A | MCB 3-pole+N, Rated current 2A, Operating characteristic C | LVS |  | 28.3
292039 | BHW-T10 3P+N Type C 32A | MCB 3-pole+N, Rated current 32A, Operating characteristic C | LVS |  | 25.1
292031 | BHW-T10 3P+N Type C 3A | MCB 3-pole+N, Rated current 3A, Operating characteristic C | LVS |  | 28.3
292040 | BHW-T10 3P+N Type C 40A | MCB 3-pole+N, Rated current 40A, Operating characteristic C | LVS |  | 33.3
292032 | BHW-T10 3P+N Type C 4A | MCB 3-pole+N, Rated current 4A, Operating characteristic C | LVS |  | 28.3
292041 | BHW-T10 3P+N Type C 50A | MCB 3-pole+N, Rated current 50A, Operating characteristic C | LVS |  | 33.3
292033 | BHW-T10 3P+N Type C 5A | MCB 3-pole+N, Rated current 5A, Operating characteristic C | LVS |  | 28.3
292042 | BHW-T10 3P+N Type C 63A | MCB 3-pole+N, Rated current 63A, Operating characteristic C | LVS |  | 33.3
292034 | BHW-T10 3P+N Type C 6A | MCB 3-pole+N, Rated current 6A, Operating characteristic C | LVS |  | 25.1
292118 | BHW-T10 3P+N Type D 0,5A | MCB 3-pole+N, Rated current 05A, Operating characteristic D | LVS |  | 28.3
292125 | BHW-T10 3P+N Type D 10A | MCB 3-pole+N, Rated current 10A, Operating characteristic D | LVS |  | 25.1
292126 | BHW-T10 3P+N Type D 16A | MCB 3-pole+N, Rated current 16A, Operating characteristic D | LVS |  | 25.1
292119 | BHW-T10 3P+N Type D 1A | MCB 3-pole+N, Rated current 1A, Operating characteristic D | LVS |  | 28.3
292127 | BHW-T10 3P+N Type D 20A | MCB 3-pole+N, Rated current 20A, Operating characteristic D | LVS |  | 25.1
292128 | BHW-T10 3P+N Type D 25A | MCB 3-pole+N, Rated current 25A, Operating characteristic D | LVS |  | 25.1
292120 | BHW-T10 3P+N Type D 2A | MCB 3-pole+N, Rated current 2A, Operating characteristic D | LVS |  | 28.3
292129 | BHW-T10 3P+N Type D 32A | MCB 3-pole+N, Rated current 32A, Operating characteristic D | LVS |  | 25.1
292121 | BHW-T10 3P+N Type D 3A | MCB 3-pole+N, Rated current 3A, Operating characteristic D | LVS |  | 28.3
292130 | BHW-T10 3P+N Type D 40A | MCB 3-pole+N, Rated current 40A, Operating characteristic D | LVS |  | 33.3
292122 | BHW-T10 3P+N Type D 4A | MCB 3-pole+N, Rated current 4A, Operating characteristic D | LVS |  | 28.3
292131 | BHW-T10 3P+N Type D 50A | MCB 3-pole+N, Rated current 50A, Operating characteristic D | LVS |  | 33.3
292123 | BHW-T10 3P+N Type D 5A | MCB 3-pole+N, Rated current 5A, Operating characteristic D | LVS |  | 28.3
292132 | BHW-T10 3P+N Type D 63A | MCB 3-pole+N, Rated current 63A, Operating characteristic D | LVS |  | 33.3
292124 | BHW-T10 3P+N Type D 6A | MCB 3-pole+N, Rated current 6A, Operating characteristic D | LVS |  | 25.1
411350 | BHW-T10 4P C100 F | MCB 4-pole, Rated current 100A, Operating characteristic C | LVS |  | 135
411349 | BHW-T10 4P C80 F | MCB 4-pole, Rated current 80A, Operating characteristic C | LVS |  | 132
291927 | BHW-T10 4P Type B 10A | MCB 4-pole, Rated current 10A, Operating characteristic B | LVS |  | 25.1
291928 | BHW-T10 4P Type B 16A | MCB 4-pole, Rated current 16A, Operating characteristic B | LVS |  | 25.1
291929 | BHW-T10 4P Type B 20A | MCB 4-pole, Rated current 20A, Operating characteristic B | LVS |  | 25.1
291930 | BHW-T10 4P Type B 25A | MCB 4-pole, Rated current 25A, Operating characteristic B | LVS |  | 25.1
291931 | BHW-T10 4P Type B 32A | MCB 4-pole, Rated current 32A, Operating characteristic B | LVS |  | 25.1
291932 | BHW-T10 4P Type B 40A | MCB 4-pole, Rated current 40A, Operating characteristic B | LVS |  | 33.3
291933 | BHW-T10 4P Type B 50A | MCB 4-pole, Rated current 50A, Operating characteristic B | LVS |  | 33.3
291934 | BHW-T10 4P Type B 63A | MCB 4-pole, Rated current 63A, Operating characteristic B | LVS |  | 33.3
291926 | BHW-T10 4P Type B 6A | MCB 4-pole, Rated current 6A, Operating characteristic B | LVS |  | 25.1
291998 | BHW-T10 4P Type C 0,5A | MCB 4-pole, Rated current 05A, Operating characteristic C | LVS |  | 28.3
292005 | BHW-T10 4P Type C 10A | MCB 4-pole, Rated current 10A, Operating characteristic C | LVS |  | 25.1
292006 | BHW-T10 4P Type C 16A | MCB 4-pole, Rated current 16A, Operating characteristic C | LVS |  | 25.1
291999 | BHW-T10 4P Type C 1A | MCB 4-pole, Rated current 1A, Operating characteristic C | LVS |  | 28.3
292007 | BHW-T10 4P Type C 20A | MCB 4-pole, Rated current 20A, Operating characteristic C | LVS |  | 25.1
292008 | BHW-T10 4P Type C 25A | MCB 4-pole, Rated current 25A, Operating characteristic C | LVS |  | 25.1
292000 | BHW-T10 4P Type C 2A | MCB 4-pole, Rated current 2A, Operating characteristic C | LVS |  | 28.3
292009 | BHW-T10 4P Type C 32A | MCB 4-pole, Rated current 32A, Operating characteristic C | LVS |  | 25.1
292001 | BHW-T10 4P Type C 3A | MCB 4-pole, Rated current 3A, Operating characteristic C | LVS |  | 28.3
292010 | BHW-T10 4P Type C 40A | MCB 4-pole, Rated current 40A, Operating characteristic C | LVS |  | 33.3
292002 | BHW-T10 4P Type C 4A | MCB 4-pole, Rated current 4A, Operating characteristic C | LVS |  | 28.3
292011 | BHW-T10 4P Type C 50A | MCB 4-pole, Rated current 50A, Operating characteristic C | LVS |  | 33.3
292003 | BHW-T10 4P Type C 5A | MCB 4-pole, Rated current 5A, Operating characteristic C | LVS |  | 28.3
292012 | BHW-T10 4P Type C 63A | MCB 4-pole, Rated current 63A, Operating characteristic C | LVS |  | 33.3
292004 | BHW-T10 4P Type C 6A | MCB 4-pole, Rated current 6A, Operating characteristic C | LVS |  | 25.1
292088 | BHW-T10 4P Type D 0,5A | MCB 4-pole, Rated current 05A, Operating characteristic D | LVS |  | 28.3
292095 | BHW-T10 4P Type D 10A | MCB 4-pole, Rated current 10A, Operating characteristic D | LVS |  | 25.1
292096 | BHW-T10 4P Type D 16A | MCB 4-pole, Rated current 16A, Operating characteristic D | LVS |  | 25.1
292089 | BHW-T10 4P Type D 1A | MCB 4-pole, Rated current 1A, Operating characteristic D | LVS |  | 28.3
292097 | BHW-T10 4P Type D 20A | MCB 4-pole, Rated current 20A, Operating characteristic D | LVS |  | 25.1
292098 | BHW-T10 4P Type D 25A | MCB 4-pole, Rated current 25A, Operating characteristic D | LVS |  | 25.1
292090 | BHW-T10 4P Type D 2A | MCB 4-pole, Rated current 2A, Operating characteristic D | LVS |  | 28.3
292099 | BHW-T10 4P Type D 32A | MCB 4-pole, Rated current 32A, Operating characteristic D | LVS |  | 25.1
292091 | BHW-T10 4P Type D 3A | MCB 4-pole, Rated current 3A, Operating characteristic D | LVS |  | 28.3
292100 | BHW-T10 4P Type D 40A | MCB 4-pole, Rated current 40A, Operating characteristic D | LVS |  | 33.3
292092 | BHW-T10 4P Type D 4A | MCB 4-pole, Rated current 4A, Operating characteristic D | LVS |  | 28.3
292101 | BHW-T10 4P Type D 50A | MCB 4-pole, Rated current 50A, Operating characteristic D | LVS |  | 33.3
292093 | BHW-T10 4P Type D 5A | MCB 4-pole, Rated current 5A, Operating characteristic D | LVS |  | 28.3
292102 | BHW-T10 4P Type D 63A | MCB 4-pole, Rated current 63A, Operating characteristic D | LVS |  | 33.3
292094 | BHW-T10 4P Type D 6A | MCB 4-pole, Rated current 6A, Operating characteristic D | LVS |  | 25.1
168571 | BIF-CC-W | Interface Unit - CC-Link | LVS |  | 1069
168575 | BIF-CL-W | Drawout position switch for network | LVS |  | 353
168574 | BIF-CON-W | I / O Unit for breaker remote control | LVS |  | 529
168573 | BIF-MD-W | Interface Unit - Modbus | LVS |  | 1102
168572 | BIF-PR-W | Interface Unit - PROFIBUS-DP | LVS |  | 1038
248281 | BV-DN 1PN 10A 100MA N | Residual current circuit breaker 230VAC; 4.5kA; 10A; 1+N pole; Type C | LVS |  | 57.6
248282 | BV-DN 1PN 10A 300MA N | Residual current circuit breaker 230VAC; 4.5kA; 10A; 1+N pole; Type C | LVS |  | 57.6
248280 | BV-DN 1PN 10A 30MA N | Residual current circuit breaker 230VAC; 4.5kA; 10A; 1+N pole; Type C | LVS |  | 59.4
248284 | BV-DN 1PN 16A 100MA N | Residual current circuit breaker 230VAC; 4.5kA; 16A; 1+N pole; Type C | LVS |  | 57.6
248285 | BV-DN 1PN 16A 300MA N | Residual current circuit breaker 230VAC; 4.5kA; 16A; 1+N pole; Type C | LVS |  | 57.6
248283 | BV-DN 1PN 16A 30MA N | Residual current circuit breaker 230VAC; 4.5kA; 16A; 1+N pole; Type C | LVS |  | 59.4
248287 | BV-DN 1PN 20A 100MA N | Residual current circuit breaker 230VAC; 4.5kA; 20A; 1+N pole; Type C | LVS |  | 57.6
248288 | BV-DN 1PN 20A 300MA N | Residual current circuit breaker 230VAC; 4.5kA; 20A; 1+N pole; Type C | LVS |  | 57.6
248286 | BV-DN 1PN 20A 30MA N | Residual current circuit breaker 230VAC; 4.5kA; 20A; 1+N pole; Type C | LVS |  | 59.4
248290 | BV-DN 1PN 25A 100MA N | Residual current circuit breaker 230VAC; 4.5kA; 25A; 1+N pole; Type C | LVS |  | 69.1
248291 | BV-DN 1PN 25A 300MA N | Residual current circuit breaker 230VAC; 4.5kA; 25A; 1+N pole; Type C | LVS |  | 69.1
248289 | BV-DN 1PN 25A 30MA N | Residual current circuit breaker 230VAC; 4.5kA; 25A; 1+N pole; Type C | LVS |  | 71.2
248293 | BV-DN 1PN 32A 100MA N | Residual current circuit breaker 230VAC; 4.5kA; 32A; 1+N pole; Type C | LVS |  | 69.1
248294 | BV-DN 1PN 32A 300MA N | Residual current circuit breaker 230VAC; 4.5kA; 32A; 1+N pole; Type C | LVS |  | 69.1
248292 | BV-DN 1PN 32A 30MA N | Residual current circuit breaker 230VAC; 4.5kA; 32A; 1+N pole; Type C | LVS |  | 71.2
248296 | BV-DN 1PN 40A 100MA N | Residual current circuit breaker 230VAC; 4.5kA; 40A; 1+N pole; Type C | LVS |  | 82.9
248297 | BV-DN 1PN 40A 300MA N | Residual current circuit breaker 230VAC; 4.5kA; 40A; 1+N pole; Type C | LVS |  | 82.9
248295 | BV-DN 1PN 40A 30MA N | Residual current circuit breaker 230VAC; 4.5kA; 40A; 1+N pole; Type C | LVS |  | 85.5
248276 | BV-DN 1PN 6A 100MA N | Residual current circuit breaker 230VAC; 4.5kA; 6A; 1+N pole; Type C | LVS |  | 63.1
248279 | BV-DN 1PN 6A 300MA N | Residual current circuit breaker 230VAC; 4.5kA; 6A; 1+N pole; Type C | LVS |  | 61.2
248275 | BV-DN 1PN 6A 30MA N | Residual current circuit breaker 230VAC; 4.5kA; 6A; 1+N pole; Type C | LVS |  | 65
411354 | BVW-T 2P 100A300M | RCCB 2P 100A 300MA TYPE AC | LVS |  | 90.1
411353 | BVW-T 2P 100A30M | RCCB 2P 100A 30MA TYPE AC | LVS |  | 90.1
293552 | BVW-T 2P 16A 100mA | RCCB 2-pole, Rated current 16A, AC 240V, 100mA Type AC | LVS |  | 60.6
293597 | BVW-T 2P 16A 300mA | RCCB 2-pole, Rated current 16A, AC 240V, 300mA Type AC | LVS |  | 60.6
293547 | BVW-T 2P 16A 30mA | RCCB 2-pole, Rated current 16A, AC 240V, 30mA Type AC | LVS |  | 60.6
293553 | BVW-T 2P 25A 100mA | RCCB 2-pole, Rated current 25A, AC 240V, 100mA Type AC | LVS |  | 60.6
293598 | BVW-T 2P 25A 300mA | RCCB 2-pole, Rated current 25A, AC 240V, 300mA Type AC | LVS |  | 60.6
293548 | BVW-T 2P 25A 30mA | RCCB 2-pole, Rated current 25A, AC 240V, 30mA Type AC | LVS |  | 60.6
293554 | BVW-T 2P 32A 100mA | RCCB 2-pole, Rated current 32A, AC 240V, 100mA Type AC | LVS |  | 60.6
293599 | BVW-T 2P 32A 300mA | RCCB 2-pole, Rated current 32A, AC 240V, 300mA Type AC | LVS |  | 60.6
293549 | BVW-T 2P 32A 30mA | RCCB 2-pole, Rated current 32A, AC 240V, 30mA Type AC | LVS |  | 60.6
293595 | BVW-T 2P 40A 100mA | RCCB 2-pole, Rated current 40A, AC 240V, 100mA Type AC | LVS |  | 70.8
293600 | BVW-T 2P 40A 300mA | RCCB 2-pole, Rated current 40A, AC 240V, 300mA Type AC | LVS |  | 70.8
293550 | BVW-T 2P 40A 30mA | RCCB 2-pole, Rated current 40A, AC 240V, 30mA Type AC | LVS |  | 70.8
293596 | BVW-T 2P 63A 100mA | RCCB 2-pole, Rated current 63A, AC 240V, 100mA Type AC | LVS |  | 70.8
293601 | BVW-T 2P 63A 300mA | RCCB 2-pole, Rated current 63A, AC 240V, 300mA Type AC | LVS |  | 70.8
293551 | BVW-T 2P 63A 30mA | RCCB 2-pole, Rated current 63A, AC 240V, 30mA Type AC | LVS |  | 70.8
411352 | BVW-T 2P 80A300M | RCCB 2P 80A 300MA TYPE AC | LVS |  | 89.3
411351 | BVW-T 2P 80A30M | RCCB 2P 80A 30MA TYPE AC | LVS |  | 89.3
411358 | BVW-T 4P 100A300M | RCCB 4P 100A 300MA TYPE AC | LVS |  | 125
411357 | BVW-T 4P 100A30M | RCCB 4P 100A 30MA TYPE AC | LVS |  | 125
293607 | BVW-T 4P 16A 100mA | RCCB 4-pole, Rated current 16A, AC 415V, 100mA Type AC | LVS |  | 85.7
293612 | BVW-T 4P 16A 300mA | RCCB 4-pole, Rated current 16A, AC 415V, 300mA Type AC | LVS |  | 85.7
293602 | BVW-T 4P 16A 30mA | RCCB 4-pole, Rated current 16A, AC 415V, 30mA Type AC | LVS |  | 85.7
293608 | BVW-T 4P 25A 100mA | RCCB 4-pole, Rated current 25A, AC 415V, 100mA Type AC | LVS |  | 85.7
293613 | BVW-T 4P 25A 300mA | RCCB 4-pole, Rated current 25A, AC 415V, 300mA Type AC | LVS |  | 85.7
293603 | BVW-T 4P 25A 30mA | RCCB 4-pole, Rated current 25A, AC 415V, 30mA Type AC | LVS |  | 85.7
293609 | BVW-T 4P 32A 100mA | RCCB 4-pole, Rated current 32A, AC 415V, 100mA Type AC | LVS |  | 85.7
293614 | BVW-T 4P 32A 300mA | RCCB 4-pole, Rated current 32A, AC 415V, 300mA Type AC | LVS |  | 85.7
293604 | BVW-T 4P 32A 30mA | RCCB 4-pole, Rated current 32A, AC 415V, 30mA Type AC | LVS |  | 85.7
293610 | BVW-T 4P 40A 100mA | RCCB 4-pole, Rated current 40A, AC 415V, 100mA Type AC | LVS |  | 90.8
293615 | BVW-T 4P 40A 300mA | RCCB 4-pole, Rated current 40A, AC 415V, 300mA Type AC | LVS |  | 90.8
293605 | BVW-T 4P 40A 30mA | RCCB 4-pole, Rated current 40A, AC 415V, 30mA Type AC | LVS |  | 90.8
293611 | BVW-T 4P 63A 100mA | RCCB 4-pole, Rated current 63A, AC 415V, 100mA Type AC | LVS |  | 90.8
293616 | BVW-T 4P 63A 300mA | RCCB 4-pole, Rated current 63A, AC 415V, 300mA Type AC | LVS |  | 90.8
293606 | BVW-T 4P 63A 30mA | RCCB 4-pole, Rated current 63A, AC 415V, 30mA Type AC | LVS |  | 90.8
411356 | BVW-T 4P 80A300M | RCCB 4P 80A 300MA TYPE AC | LVS |  | 122
411355 | BVW-T 4P 80A30M | RCCB 4P 80A 30MA TYPE AC | LVS |  | 122
168520 | CC-AD250-W | Closing coil; AC/DC 100 - 250V | LVS |  | 247
168521 | CC-D048-W | Closing coil; DC 24 - 48V | LVS |  | 300
168512 | CL-4-W | Cell switch 2C1T1D | LVS |  | 441
168538 | CNT-W | Counter | LVS |  | 283
126004 | CONNEC. PARTS TH-N120(KP/TA)/S(D)-N150 | Connecting bar kit S(D)-N150 with TH-N120KP or TH-N120TAKP | LVS |  | 37
126000 | CONNECT. PARTS TH-N60(KP)/S(D)-N50/65 | Connecting bar kit S-N50-65 with TH-N60KPCX | LVS |  | 7.9
126002 | CONNECT. PARTS TH-N60(KP/TA)/SD-N80/95 | Connecting bar kit SD-N80-95 with TH-N60KPCX or TH-N60TAKP | LVS |  | 11
126001 | CONNECT. PARTS TH-N60(KP/TA)/S-N80/95 | Connecting bar kit S-N80-95 with TH-N60KPCX or TH-N60TAKP | LVS |  | 11
170078 | CRD163-W | Cradle with horizontal connections for AE1000-1600-SW 3 poles | LVS |  | 558
170079 | CRD164-W | Cradle with horizontal connections for AE1000-1600-SW 4 poles | LVS |  | 805
170080 | CRD323-W | Cradle with horizontal connections for AE3200-SW 3 poles | LVS |  | 643
170081 | CRD324-W | Cradle with horizontal connections for AE3200-SW 4 poles | LVS |  | 857
168539 | CYL-WK-W | Cylinder lock with key No. (#R0220) - Standard | LVS |  | 318
168513 | DF-W | Door frame | LVS |  | 97
168546 | DI-D-W | Door interlock for drawout type | LVS |  | 856
168545 | DI-F-W | Door interlock for fixed type | LVS |  | 900
168565 | DP1-W | Display module | LVS |  | 617
168566 | DP2-W | Display module onto panel board | LVS |  | 706
204804 | DSN1000-SW 3P 1000A | Switch disconnector 3pole. In max = 1000A | LVS |  | 1765
204805 | DSN1000-SW 4P 1000A | Switch disconnector 4pole. In max = 1000A | LVS |  | 2384
204806 | DSN1250-SW 3P 1250A | Switch disconnector 3pole. In max = 1250A | LVS |  | 1839
204807 | DSN1250-SW 4P 1250A | Switch disconnector 4pole. In max = 1250A | LVS |  | 2647
254897 | DSN125-SGV 3P | Switch-disconnector 3pole. In max = 125A | LVS |  | 207
254898 | DSN125-SGV 4P | Switch-disconnector 4pole. In max = 125A | LVS |  | 261
204808 | DSN1600-SW 3P 1600A | Switch disconnector 3pole. In max = 1600A | LVS |  | 3881
204809 | DSN1600-SW 4P 1600A | Switch disconnector 4pole. In max = 1600A | LVS |  | 5823
255037 | DSN160-SGV 3P | Switch-disconnector 3pole. In max = 160A | LVS |  | 210
255038 | DSN160-SGV 4P | Switch-disconnector 4pole. In max = 160A | LVS |  | 421
255113 | DSN250-SGV 3P | Switch-disconnector 3pole. In max = 250A | LVS |  | 211
255114 | DSN250-SGV 4P | Switch-disconnector 4pole. In max = 250A | LVS |  | 422
254669 | DSN32-SV 3P | Circuit breaker; No fuse switch; 3-pole. In max = 32A | LVS |  | 50.9
204778 | DSN400-SW 3P 400A | Switch disconnector 3pole. In max = 400A | LVS |  | 575
204779 | DSN400-SW 4P 400A | Switch disconnector 4pole. In max = 400A | LVS |  | 838
204787 | DSN630-SW 3P 630A | Switch disconnector 3pole. In max = 630A | LVS |  | 678
204788 | DSN630-SW 4P 630A | Switch disconnector 4pole. In max = 630A | LVS |  | 985
254722 | DSN63-SV 3P | Circuit breaker; No fuse switch; 3-pole. In max = 63A | LVS |  | 84
254723 | DSN63-SV 4P | Circuit breaker; No fuse switch; 4-pole. In max = 63A | LVS |  | 146
204794 | DSN800-SW 3P 800A | Switch disconnector 3pole. In max = 800A | LVS |  | 1579
204795 | DSN800-SW 4P 800A | Switch disconnector 4pole. In max = 800A | LVS |  | 2206
168960 | DUC-W | Dust cover IP54 | LVS |  | 1763
168559 | E1-W | Optional setting module for earth leakage protection | LVS |  | 221
241320 | EMU2-CB-Q5A | QE Series Dedicated 5A Current Sensor Cable | LVS |  | 60.3
241313 | EMU2-CT5 | Current Sensor 5A | LVS |  | 238
292655 | EMU4-CM-C | Energy Measuring Unit, CC-Link Communication, EcoMonitorLight | LVS |  | 333
403643 | EMU4-CM-CIFB | CC-LINK IE COMMUNICATION MODULE | LVS |  | 435
304059 | EMU4-FD1-MB | Multi-Measuring Instrument; EcoMonitorLight | LVS |  | 506
284752 | EMU4-LM | Logging Unit SD-Card | LVS |  | 333
304060 | EMU-CM-MT | MODBUS TCP Communication Unit for Energy Measuring Unit | LVS |  | 435
241309 | EMU-CT100 | Split Type Current Sensor 100A | LVS |  | 119
241310 | EMU-CT250 | Split Type Current Sensor 250A | LVS |  | 238
241311 | EMU-CT400-A | Split Type Current Sensor 400A | LVS |  | 176
241308 | EMU-CT50 | Split Type Current Sensor 50A | LVS |  | 119
241312 | EMU-CT600 | Split Type Current Sensor 600A | LVS |  | 484
169005 | ETRBASE-W | Electronic Trip Relay - Base module | LVS |  | 441
168564 | EX1-W | Extension module for display and interface function | LVS |  | 529
267263 | F-05SV LF DF | Op. Type F. OFF Pos-lock,OFF Pos-open,ON up,NF32-SV,NF63-xx 3P/4P | LVS |  | 53.4
225406 | F10SW | Rotary handle.2/3-pole, NF/DSN1000, 1250, 1600 | LVS |  | 290
225407 | F10SW4P | Rotary handle.4pole, NF/DSN1000, 1250, 1600 | LVS |  | 290
267311 | F-1SV LF DF | Op. Type F. OFF Pos-lock,OFF Pos-open,ON up,NF125-CV/SV/HV 3P/4P&HV 2P | LVS |  | 58.8
267359 | F-2SV LF DF | Op. Type F. OFF Pos. lock,OFF Pos. open,ON up,NF125,160,250 W105 2,3,4P | LVS |  | 58.1
225402 | F-4S LF DF A | Rotary handle.2/3/4-pole, NF/DSN400, 630 | LVS |  | 121
225404 | F-8S LF DF | Rotary handle.2/3/4-pole, NF/DSN800 | LVS |  | 216
168558 | G1-W | Optional setting module for ground fault protection | LVS |  | 210
168961 | HAX-10-W | Auxiliary switch; 5a5b for high DC capacity | LVS |  | 485
205976 | HL-10SW | Handle lock.3/4-pole, NF/DSN 1000AF, 1250AF, 1600AF | LVS |  | 22.8
205975 | HL-4SW | Handle lock.3/4-pole, NF/DSN400, 630, 800-SW, SEW, HEW, REW, UEW | LVS |  | 18.9
267398 | HLS-05SV | Handle lock device fix type. OFF lock. For W75 and W90. | LVS |  | 24.6
267400 | HLS-2SV | Handle lock device fix type. OFF lock. For W105. | LVS |  | 24.6
168570 | MCS-W | MCR Switch for MCR function | LVS |  | 221
168514 | MD-AD125-W | Motor charging device; AC/DC 100 - 125V | LVS |  | 573
168515 | MD-AD250-W | Motor charging device; AC/DC 200 - 250V | LVS |  | 573
168518 | MD-D024-W | Motor charging device; DC 24V | LVS |  | 794
168519 | MD-D048-W | Motor charging device; DC 48V | LVS |  | 794
213186 | MDS-10SWA220 | Motor operated spring charge device.AC 200-220V for NF/DSN 1000, 1250, 1600 | LVS |  | 1104
205969 | MDS-4SWA240 | AC 240V for NF/DSN 400AF, 630AF | LVS |  | 675
205972 | MDS-8SWA240 | AC 240V for NF/DSN 800AF | LVS |  | 810
267401 | MDSAD240-NF1SVE | Electrical operation device. Motor AC 100-240V / DC 100-250V for NF W90 | LVS |  | 775
267402 | MDSAD240-NF2SVE | Electrical operation device. Motor AC 100-240V / DC 100-250V for NF W105 | LVS |  | 821
297421 | ME-0000BU-SS96 | DATA LOGGING MODULE FOR ME96 A | LVS |  | 344
297420 | ME-0000MT-SS96 | MODBUS TCP COMMUNICATION MODULE FOR ME96 A | LVS |  | 312
273874 | ME-0040C-SS96 | CC-Link communication; 4 digital inputs | LVS |  | 311
602219 | ME-0040MT2-SS96 | MODBUS TCP communication; 4 digital inputs; for ME96SSHB-MB | LVS |  | 453
273895 | ME-0052-SS96 | Remote monitoring signal module;5 digital inputs;2 digital outputs;LCD | LVS |  | 156
506663 | ME-4210-SS96B | Optional plug-in module; 4 analog outputs; 2 pulse outputs; 1 digital input | LVS |  | 156
498862 | ME96SSEB-MB | Multi-Measuring Instrument; MODBUS RTU; LCD with LED backlight | LVS |  | 425
506375 | ME96SSHB-MB | Multi-Measuring Instrument;High performance model;No bar graph | LVS |  | 850
506376 | ME96SSRB-MB | Multi-Measuring Instrument;Standard model;4 digits x 3 lines; 6 digits x 1 lines | LVS |  | 559
267418 | MI-05SV3 | Mechanical interlock. For W75,W90 und W105; 2 und 3 poles. Panel mounting. | LVS |  | 148
267419 | MI-05SV4 | Mechanical interlock. For W75; 4 poles. Panel mounting. | LVS |  | 186
205993 | MI-10SW3 P=220 T=2.3 | Mechanical interlock.2/3-pole, NF/DSN 1000AF, 1250AF | LVS |  | 217
205994 | MI-10SW4 P=290 T=2.3 | Mechanical interlock.4pole, NF/DSN 1000AF, 1250AF | LVS |  | 226
205995 | MI-16SW3 P=315 T=2.3 | Mechanical interlock.2/3-pole, NF/DSN 1600AF | LVS |  | 306
205996 | MI-16SW4 P=426 T=2.3 | Mechanical interlock.4pole, NF/DSN 1600AF | LVS |  | 409
267422 | MI-1SV4 | Mechanical interlock. For W90; 4 poles. Panel mounting. | LVS |  | 186
168967 | MI-203D-W | Mech.l interlock for 3-pole drawout breakers AE1000-SW - AE1600-SW, AE2000-SWA | LVS |  | 573
168963 | MI-203F-W | Mech.l interlock for 3-pole fixed breakers AE1000-SW - AE1600-SW, AE2000-SWA | LVS |  | 573
168968 | MI-204D-W | Mech.l interlock for 4-pole drawout breakers AE1000-SW - AE1600-SW, AE2000-SWA | LVS |  | 617
168964 | MI-204F-W | Mech.l interlock for 4-pole fixed breakers AE1000-SW - AE1600-SW, AE2000-SWA | LVS |  | 617
267424 | MI-2SV4 | Mechanical interlock. For W105; 4 poles. Panel mounting. | LVS |  | 183
168969 | MI-403D-W | Mech.l interlock for 3-pole drawout breakers AE2000-SW - AE3200-SW, AE4000-SWA | LVS |  | 573
168965 | MI-403F-W | Mech.l interlock for 3-pole fixed breakers AE2000-SW - AE3200-SW, AE4000-SWA | LVS |  | 573
168970 | MI-404D-W | Mech.l interlock for 4-pole drawout breakers AE2000-SW - AE3200-SW, AE4000-SWA | LVS |  | 617
168966 | MI-404F-W | Mech.l interlock for 4-pole fixed breakers AE2000-SW - AE3200-SW, AE4000-SWA | LVS |  | 617
205989 | MI-4SW3 | Mechanical interlock.2/3-pole, NF/DSN 400AF, 630AF | LVS |  | 183
205990 | MI-4SW4 | Mechanical interlock.4pole, NF/DSN 400AF, 630AF | LVS |  | 248
205991 | MI-8SW3 | Mechanical interlock.2/3-pole, NF/DSN 800AF | LVS |  | 206
205992 | MI-8SW4 | Mechanical interlock.4pole, NF/DSN 800AF | LVS |  | 272
168971 | MI-IW-W | Wire set for among 3 breakers | LVS |  | 296
168561 | N5-W | Optional setting module for Neutral pole 50% protection | LVS |  | 221
204810 | NF1000-SEW 3P 1000A | Circuit breaker 3pole. Ir = 500 - 1000A; Icu / Ics = 85 / 43kA at AC 440V | LVS |  | 2495
204811 | NF1000-SEW 4P 1000A | Circuit breaker 4pole. Ir = 500 - 1000A; Icu / Ics = 85 / 43kA at AC 440V | LVS |  | 3166
204812 | NF1250-SEW 3P 1250A | Circuit breaker 3pole. Ir = 600 - 1250A; Icu / Ics = 85 / 43kA at AC 440V | LVS |  | 2716
204813 | NF1250-SEW 4P 1250A | Circuit breaker 4pole. Ir = 600 - 1250A; Icu / Ics = 85 / 43kA at AC 440V | LVS |  | 3335
255030 | NF125-HEV 3P 16-32A | Circuit breaker 3pole. Ir = 16 - 32A; Icu = Ics = 65kA at AC 440V | LVS |  | 678
255031 | NF125-HEV 3P 32-63A | Circuit breaker 3pole. Ir = 32 - 63A; Icu = Ics = 65kA at AC 440V | LVS |  | 645
255032 | NF125-HEV 3P 63-125A | Circuit breaker 3pole. Ir = 63 - 125A; Icu = Ics = 65kA at AC 440V | LVS |  | 678
255033 | NF125-HEV 4P 16-32A | Circuit breaker 4pole. Ir = 16 - 32A; Icu = Ics = 65kA at AC 440V | LVS |  | 900
255034 | NF125-HEV 4P 32-63A | Circuit breaker 4pole. Ir = 32 - 63A; Icu = Ics = 65kA at AC 440V | LVS |  | 900
255035 | NF125-HEV 4P 63-125A | Circuit breaker 4pole. Ir = 63 - 125A; Icu = Ics = 65kA at AC 440V | LVS |  | 900
254961 | NF125-HGV 3P 16-20A | Circuit breaker 3pole. Ir = 16 - 20A; Icu = Ics = 65kA at AC 440V | LVS |  | 360
254962 | NF125-HGV 3P 20-25A | Circuit breaker 3pole. Ir = 20 - 25A; Icu = Ics = 65kA at AC 440V | LVS |  | 360
254963 | NF125-HGV 3P 25-32A | Circuit breaker 3pole. Ir = 25 - 32A; Icu = Ics = 65kA at AC 440V | LVS |  | 360
254964 | NF125-HGV 3P 32-40A | Circuit breaker 3pole. Ir = 32 - 40A; Icu = Ics = 65kA at AC 440V | LVS |  | 360
254965 | NF125-HGV 3P 35-50A | Circuit breaker 3pole. Ir = 35 - 50A; Icu = Ics = 65kA at AC 440V | LVS |  | 360
254966 | NF125-HGV 3P 45-63A | Circuit breaker 3pole. Ir = 45 - 63A; Icu = Ics = 65kA at AC 440V | LVS |  | 360
254967 | NF125-HGV 3P 56-80A | Circuit breaker 3pole. Ir = 56 - 80A; Icu = Ics = 65kA at AC 440V | LVS |  | 360
254968 | NF125-HGV 3P 70-100A | Circuit breaker 3pole. Ir = 70 - 100A; Icu = Ics = 65kA at AC 440V | LVS |  | 360
254969 | NF125-HGV 3P 90-125A | Circuit breaker 3pole. Ir = 90 - 125A; Icu = Ics = 65kA at AC 440V | LVS |  | 360
254970 | NF125-HGV 4P 16-20A | Circuit breaker 4pole. Ir = 16 - 20A; Icu = Ics = 65kA at AC 440V | LVS |  | 452
254971 | NF125-HGV 4P 20-25A | Circuit breaker 4pole. Ir = 20 - 25A; Icu = Ics = 65kA at AC 440V | LVS |  | 452
254972 | NF125-HGV 4P 25-32A | Circuit breaker 4pole. Ir = 25 - 32A; Icu = Ics = 65kA at AC 440V | LVS |  | 452
254973 | NF125-HGV 4P 32-40A | Circuit breaker 4pole. Ir = 32 - 40A; Icu = Ics = 65kA at AC 440V | LVS |  | 452
254974 | NF125-HGV 4P 35-50A | Circuit breaker 4pole. Ir = 35 - 50A; Icu = Ics = 65kA at AC 440V | LVS |  | 452
254975 | NF125-HGV 4P 45-63A | Circuit breaker 4pole. Ir = 45 - 63A; Icu = Ics = 65kA at AC 440V | LVS |  | 452
254976 | NF125-HGV 4P 56-80A | Circuit breaker 4pole. Ir = 56 - 80A; Icu = Ics = 65kA at AC 440V | LVS |  | 452
254977 | NF125-HGV 4P 70-100A | Circuit breaker 4pole. Ir = 70 - 100A; Icu = Ics = 65kA at AC 440V | LVS |  | 452
254978 | NF125-HGV 4P 90-125A | Circuit breaker 4pole. Ir = 90 - 125A; Icu = Ics = 65kA at AC 440V | LVS |  | 452
254935 | NF125-LGV 3P 16-20A | Circuit breaker 3pole. Ir = 16 - 20A; Icu = Ics = 50kA at AC 440V | LVS |  | 232
254936 | NF125-LGV 3P 20-25A | Circuit breaker 3pole. Ir = 20 - 25A; Icu = Ics = 50kA at AC 440V | LVS |  | 232
254937 | NF125-LGV 3P 25-32A | Circuit breaker 3pole. Ir = 25 - 32A; Icu = Ics = 50kA at AC 440V | LVS |  | 232
254938 | NF125-LGV 3P 32-40A | Circuit breaker 3pole. Ir = 32 - 40A; Icu = Ics = 50kA at AC 440V | LVS |  | 232
254939 | NF125-LGV 3P 35-50A | Circuit breaker 3pole. Ir = 35 - 50A; Icu = Ics = 50kA at AC 440V | LVS |  | 232
254940 | NF125-LGV 3P 45-63A | Circuit breaker 3pole. Ir = 45 - 63A; Icu = Ics = 50kA at AC 440V | LVS |  | 232
254941 | NF125-LGV 3P 56-80A | Circuit breaker 3pole. Ir = 56 - 80A; Icu = Ics = 50kA at AC 440V | LVS |  | 232
254942 | NF125-LGV 3P 70-100A | Circuit breaker 3pole. Ir = 70 - 100A; Icu = Ics = 50kA at AC 440V | LVS |  | 232
255195 | NF125-LGV 3P 90-125A | Circuit breaker 3pole. Ir = 90 - 125A; Icu = Ics = 50kA at AC 440V | LVS |  | 232
254943 | NF125-LGV 4P 16-20A | Circuit breaker 4pole. Ir = 16 - 20A; Icu = Ics = 50kA at AC 440V | LVS |  | 291
254944 | NF125-LGV 4P 20-25A | Circuit breaker 4pole. Ir = 20 - 25A; Icu = Ics = 50kA at AC 440V | LVS |  | 291
254945 | NF125-LGV 4P 25-32A | Circuit breaker 4pole. Ir = 25 - 32A; Icu = Ics = 50kA at AC 440V | LVS |  | 291
254946 | NF125-LGV 4P 32-40A | Circuit breaker 4pole. Ir = 32 - 40A; Icu = Ics = 50kA at AC 440V | LVS |  | 291
254947 | NF125-LGV 4P 35-50A | Circuit breaker 4pole. Ir = 35 - 50A; Icu = Ics = 50kA at AC 440V | LVS |  | 291
254948 | NF125-LGV 4P 45-63A | Circuit breaker 4pole. Ir = 45 - 63A; Icu = Ics = 50kA at AC 440V | LVS |  | 291
254949 | NF125-LGV 4P 56-80A | Circuit breaker 4pole. Ir = 56 - 80A; Icu = Ics = 50kA at AC 440V | LVS |  | 291
254950 | NF125-LGV 4P 70-100A | Circuit breaker 4pole. Ir = 70 - 100A; Icu = Ics = 50kA at AC 440V | LVS |  | 291
254951 | NF125-LGV 4P 90-125A | Circuit breaker 4pole. Ir = 90 - 125A; Icu = Ics = 50kA at AC 440V | LVS |  | 291
255024 | NF125-SEV 3P 16-32A | Circuit breaker 3pole. Ir = 16 - 32A; Icu = Ics = 36kA at AC 440V | LVS |  | 644
255025 | NF125-SEV 3P 32-63A | Circuit breaker 3pole. Ir = 32 - 63A; Icu = Ics = 36kA at AC 440V | LVS |  | 644
255026 | NF125-SEV 3P 63-125A | Circuit breaker 3pole. Ir = 63 - 125A; Icu = Ics = 36kA at AC 440V | LVS |  | 644
255027 | NF125-SEV 4P 16-32A | Circuit breaker 4pole. Ir = 16 - 32A; Icu = Ics = 36kA at AC 440V | LVS |  | 790
255028 | NF125-SEV 4P 32-63A | Circuit breaker 4pole. Ir = 32 - 63A; Icu = Ics = 36kA at AC 440V | LVS |  | 790
255029 | NF125-SEV 4P 63-125A | Circuit breaker 4pole. Ir = 63 - 125A; Icu = Ics = 36kA at AC 440V | LVS |  | 790
254908 | NF125-SGV 3P 16-20A | Circuit breaker 3pole. Ir = 16 - 20A; Icu = Ics = 36kA at AC 440V | LVS |  | 220
254909 | NF125-SGV 3P 20-25A | Circuit breaker 3pole. Ir = 20 - 25A; Icu = Ics = 36kA at AC 440V | LVS |  | 220
254910 | NF125-SGV 3P 25-32A | Circuit breaker 3pole. Ir = 25 - 32A; Icu = Ics = 36kA at AC 440V | LVS |  | 220
254911 | NF125-SGV 3P 32-40A | Circuit breaker 3pole. Ir = 32 - 40A; Icu = Ics = 36kA at AC 440V | LVS |  | 220
254912 | NF125-SGV 3P 35-50A | Circuit breaker 3pole. Ir = 35 - 50A; Icu = Ics = 36kA at AC 440V | LVS |  | 220
254913 | NF125-SGV 3P 45-63A | Circuit breaker 3pole. Ir = 45 - 63A; Icu = Ics = 36kA at AC 440V | LVS |  | 220
254914 | NF125-SGV 3P 56-80A | Circuit breaker 3pole. Ir = 56 - 80A; Icu = Ics = 36kA at AC 440V | LVS |  | 220
254915 | NF125-SGV 3P 70-100A | Circuit breaker 3pole. Ir = 70 - 100A; Icu = Ics = 36kA at AC 440V | LVS |  | 220
254916 | NF125-SGV 3P 90-125A | Circuit breaker 3pole. Ir = 90 - 125A; Icu = Ics = 36kA at AC 440V | LVS |  | 220
254917 | NF125-SGV 4P 16-20A | Circuit breaker 4pole. Ir = 16 - 20A; Icu = Ics = 36kA at AC 440V | LVS |  | 275
254918 | NF125-SGV 4P 20-25A | Circuit breaker 4pole. Ir = 20 - 25A; Icu = Ics = 36kA at AC 440V | LVS |  | 275
254919 | NF125-SGV 4P 25-32A | Circuit breaker 4pole. Ir = 25 - 32A; Icu = Ics = 36kA at AC 440V | LVS |  | 275
254920 | NF125-SGV 4P 32-40A | Circuit breaker 4pole. Ir = 32 - 40A; Icu = Ics = 36kA at AC 440V | LVS |  | 275
254921 | NF125-SGV 4P 35-50A | Circuit breaker 4pole. Ir = 35 - 50A; Icu = Ics = 36kA at AC 440V | LVS |  | 275
254922 | NF125-SGV 4P 45-63A | Circuit breaker 4pole. Ir = 45 - 63A; Icu = Ics = 36kA at AC 440V | LVS |  | 275
254923 | NF125-SGV 4P 56-80A | Circuit breaker 4pole. Ir = 56 - 80A; Icu = Ics = 36kA at AC 440V | LVS |  | 275
254924 | NF125-SGV 4P 70-100A | Circuit breaker 4pole. Ir = 70 - 100A; Icu = Ics = 36kA at AC 440V | LVS |  | 275
254925 | NF125-SGV 4P 90-125A | Circuit breaker 4pole. Ir = 90 - 125A; Icu = Ics = 36kA at AC 440V | LVS |  | 275
254842 | NF125-SV 3P 100A | Circuit breaker 3pole. In = 100A; Icu = Ics = 25kA at AC 440V | LVS |  | 182
254843 | NF125-SV 3P 125A | Circuit breaker 3pole. In = 125A; Icu = Ics = 25kA at AC 440V | LVS |  | 182
254840 | NF125-SV 3P 75A | Circuit breaker 3pole. In = 75A; Icu = Ics = 25kA at AC 440V | LVS |  | 182
254841 | NF125-SV 3P 80A | Circuit breaker 3pole. In = 80A; Icu = Ics = 25kA at AC 440V | LVS |  | 182
254855 | NF125-SV 4P 100A | Circuit breaker 4pole. In = 100A; Icu = Ics = 25kA at AC 440V | LVS |  | 395
254856 | NF125-SV 4P 125A | Circuit breaker 4pole. In = 125A; Icu = Ics = 25kA at AC 440V | LVS |  | 395
254853 | NF125-SV 4P 75A | Circuit breaker 4pole. In = 75A; Icu = Ics = 25kA at AC 440V | LVS |  | 395
254854 | NF125-SV 4P 80A | Circuit breaker 4pole. In = 80A; Icu = Ics = 25kA at AC 440V | LVS |  | 395
204814 | NF1600-SEW 3P 1600A | Circuit breaker 3pole. Ir = 800 - 1600A; Icu / Ics = 85 / 43kA at AC 440V | LVS |  | 4412
204815 | NF1600-SEW 4P 1600A | Circuit breaker 4pole. Ir = 800 - 1600A; Icu / Ics = 85 / 43kA at AC 440V | LVS |  | 6567
255046 | NF160-HGV 3P 125-160A | Circuit breaker 3pole. Ir = 125 - 160A; Icu = Ics = 65kA at AC 440V | LVS |  | 583
255047 | NF160-HGV 4P 125-160A | Circuit breaker 4pole. Ir = 125 - 160A; Icu = Ics = 65kA at AC 440V | LVS |  | 786
255043 | NF160-LGV 3P 125-160A | Circuit breaker 3pole. Ir = 125 - 160A; Icu = Ics = 50kA at AC 440V | LVS |  | 396
255044 | NF160-LGV 4P 125-160A | Circuit breaker 4pole. Ir = 125 - 160A; Icu = Ics = 50kA at AC 440V | LVS |  | 533
255040 | NF160-SGV 3P 125-160A | Circuit breaker 3pole. Ir = 125 - 160A; Icu = Ics = 36kA at AC 440V | LVS |  | 394
255041 | NF160-SGV 4P 125-160A | Circuit breaker 4pole. Ir = 125 - 160A; Icu = Ics = 36kA at AC 440V | LVS |  | 533
255171 | NF250-HEV 3P 125-250A | Circuit breaker 3pole. Ir = 125 - 250A; Icu = Ics = 65kA at AC 440V | LVS |  | 921
255170 | NF250-HEV 3P 80-160A | Circuit breaker 3pole. Ir = 80 - 160A; Icu = Ics = 65kA at AC 440V | LVS |  | 916
255173 | NF250-HEV 4P 125-250A | Circuit breaker 4pole. Ir = 125 - 250A; Icu = Ics = 65kA at AC 440V | LVS |  | 979
255172 | NF250-HEV 4P 80-160A | Circuit breaker 4pole. Ir = 80 - 160A; Icu = Ics = 65kA at AC 440V | LVS |  | 959
255137 | NF250-HGV 3P 140-200A | Circuit breaker 3pole. Ir = 140 - 200A; Icu = Ics = 65kA at AC 440V | LVS |  | 647
255138 | NF250-HGV 3P 175-250A | Circuit breaker 3pole. Ir = 175 - 250A; Icu = Ics = 65kA at AC 440V | LVS |  | 647
255140 | NF250-HGV 4P 140-200A | Circuit breaker 4pole. Ir = 140 - 200A; Icu = Ics = 65kA at AC 440V | LVS |  | 886
255141 | NF250-HGV 4P 175-250A | Circuit breaker 4pole. Ir = 175 - 250A; Icu = Ics = 65kA at AC 440V | LVS |  | 886
255128 | NF250-LGV 3P 140-200A | Circuit breaker 3pole. Ir = 140 - 200A; Icu = Ics = 50kA at AC 440V | LVS |  | 462
255129 | NF250-LGV 3P 175-250A | Circuit breaker 3pole. Ir = 175 - 250A; Icu = Ics = 50kA at AC 440V | LVS |  | 462
255131 | NF250-LGV 4P 140-200A | Circuit breaker 4pole. Ir = 140 - 200A; Icu = Ics = 50kA at AC 440V | LVS |  | 633
255132 | NF250-LGV 4P 175-250A | Circuit breaker 4pole. Ir = 175 - 250A; Icu = Ics = 50kA at AC 440V | LVS |  | 633
255167 | NF250-SEV 3P 125-250A | Circuit breaker 3pole. Ir = 125 - 250A; Icu = Ics = 36kA at AC 440V | LVS |  | 717
255166 | NF250-SEV 3P 80-160A | Circuit breaker 3pole. Ir = 80 - 160A; Icu = Ics = 36kA at AC 440V | LVS |  | 703
255169 | NF250-SEV 4P 125-250A | Circuit breaker 4pole. Ir = 125 - 250A; Icu = Ics = 36kA at AC 440V | LVS |  | 934
255168 | NF250-SEV 4P 80-160A | Circuit breaker 4pole. Ir = 80 - 160A; Icu = Ics = 36kA at AC 440V | LVS |  | 809
255119 | NF250-SGV 3P 140-200A | Circuit breaker 3pole. Ir = 140 - 200A; Icu = Ics = 36kA at AC 440V | LVS |  | 447
255120 | NF250-SGV 3P 175-250A | Circuit breaker 3pole. Ir = 175 - 250A; Icu = Ics = 36kA at AC 440V | LVS |  | 447
255122 | NF250-SGV 4P 140-200A | Circuit breaker 4pole. Ir = 140 - 200A; Icu = Ics = 36kA at AC 440V | LVS |  | 604
255123 | NF250-SGV 4P 175-250A | Circuit breaker 4pole. Ir = 175 - 250A; Icu = Ics = 36kA at AC 440V | LVS |  | 604
255077 | NF250-SV 3P 150A | Circuit breaker 3pole. In = 150A; Icu = Ics = 36kA at AC 440V | LVS |  | 221
255078 | NF250-SV 3P 160A | Circuit breaker 3pole. In = 160A; Icu = Ics = 36kA at AC 440V | LVS |  | 221
255079 | NF250-SV 3P 175A | Circuit breaker 3pole. In = 175A; Icu = Ics = 36kA at AC 440V | LVS |  | 246
255080 | NF250-SV 3P 200A | Circuit breaker 3pole. In = 200A; Icu = Ics = 36kA at AC 440V | LVS |  | 246
255081 | NF250-SV 3P 225A | Circuit breaker 3pole. In = 225A; Icu = Ics = 36kA at AC 440V | LVS |  | 246
255082 | NF250-SV 3P 250A | Circuit breaker 3pole. In = 250A; Icu = Ics = 36kA at AC 440V | LVS |  | 246
255085 | NF250-SV 4P 150A | Circuit breaker 4pole. In = 150A; Icu = Ics = 36kA at AC 440V | LVS |  | 444
255086 | NF250-SV 4P 160A | Circuit breaker 4pole. In = 160A; Icu = Ics = 36kA at AC 440V | LVS |  | 444
255087 | NF250-SV 4P 175A | Circuit breaker 4pole. In = 175A; Icu = Ics = 36kA at AC 440V | LVS |  | 576
255088 | NF250-SV 4P 200A | Circuit breaker 4pole. In = 200A; Icu = Ics = 36kA at AC 440V | LVS |  | 576
255089 | NF250-SV 4P 225A | Circuit breaker 4pole. In = 225A; Icu = Ics = 36kA at AC 440V | LVS |  | 576
255090 | NF250-SV 4P 250A | Circuit breaker 4pole. In = 250A; Icu = Ics = 36kA at AC 440V | LVS |  | 576
254684 | NF32-SV 3P 10A | Circuit breaker 3pole. In = 10A; Icu = Ics = 2,5kA at AC 440V | LVS |  | 50.9
254685 | NF32-SV 3P 15A | Circuit breaker 3pole. In = 15A; Icu = Ics = 2,5kA at AC 440V | LVS |  | 50.9
254686 | NF32-SV 3P 16A | Circuit breaker 3pole. In = 16A; Icu = Ics = 2,5kA at AC 440V | LVS |  | 50.9
254687 | NF32-SV 3P 20A | Circuit breaker 3pole. In = 20A; Icu = Ics = 2,5kA at AC 440V | LVS |  | 50.9
254688 | NF32-SV 3P 25A | Circuit breaker 3pole. In = 25A; Icu = Ics = 2,5kA at AC 440V | LVS |  | 50.9
254689 | NF32-SV 3P 30A | Circuit breaker 3pole. In = 30A; Icu = Ics = 2,5kA at AC 440V | LVS |  | 50.9
254690 | NF32-SV 3P 32A | Circuit breaker 3pole. In = 32A; Icu = Ics = 2,5kA at AC 440V | LVS |  | 50.9
254680 | NF32-SV 3P 3A | Circuit breaker 3pole. In = 3A; Icu = Ics = 2,5kA at AC 440V | LVS |  | 50.9
254681 | NF32-SV 3P 4A | Circuit breaker 3pole. In = 4A; Icu = Ics = 2,5kA at AC 440V | LVS |  | 50.9
254682 | NF32-SV 3P 5A | Circuit breaker 3pole. In = 5A; Icu = Ics = 2,5kA at AC 440V | LVS |  | 50.9
254683 | NF32-SV 3P 6A | Circuit breaker 3pole. In = 6A; Icu = Ics = 2,5kA at AC 440V | LVS |  | 48.5
204782 | NF400-HEW 3P 400A | Circuit breaker 3pole. Ir = 200 - 400A; Icu = Ics = 65kA at AC 440V | LVS |  | 1202
204783 | NF400-HEW 4P 400A | Circuit breaker 4pole. Ir = 200 - 400A; Icu = Ics = 65kA at AC 440V | LVS |  | 1992
204780 | NF400-SEW 3P 400A | Circuit breaker 3pole. Ir = 200 - 400A; Icu = Ics = 42kA at AC 440V | LVS |  | 1006
204781 | NF400-SEW 4P 400A | Circuit breaker 4pole. Ir = 200 - 400A; Icu = Ics = 42kA at AC 440V | LVS |  | 1491
204791 | NF630-HEW 3P 630A | Circuit breaker 3pole. Ir = 300 - 630A; Icu = Ics = 65kA at AC 440V | LVS |  | 1763
204792 | NF630-HEW 4P 630A | Circuit breaker 4pole. Ir = 300 - 630A; Icu = Ics = 65kA at AC 440V | LVS |  | 2425
204789 | NF630-SEW 3P 630A | Circuit breaker 3pole. Ir = 300 - 630A; Icu = Ics = 42kA at AC 440V | LVS |  | 1235
204790 | NF630-SEW 4P 630A | Circuit breaker 4pole. Ir = 300 - 630A; Icu = Ics = 42kA at AC 440V | LVS |  | 1706
254778 | NF63-HV 3P 10A | Circuit breaker 3pole. In = 10A; Icu / Ics = 10 / 8kA at AC 440V | LVS |  | 84
254779 | NF63-HV 3P 15A | Circuit breaker 3pole. In = 15A; Icu / Ics = 10 / 8kA at AC 440V | LVS |  | 84
254780 | NF63-HV 3P 16A | Circuit breaker 3pole. In = 16A; Icu / Ics = 10 / 8kA at AC 440V | LVS |  | 84
254781 | NF63-HV 3P 20A | Circuit breaker 3pole. In = 20A; Icu / Ics = 10 / 8kA at AC 440V | LVS |  | 84
254782 | NF63-HV 3P 25A | Circuit breaker 3pole. In = 25A; Icu / Ics = 10 / 8kA at AC 440V | LVS |  | 84
254783 | NF63-HV 3P 30A | Circuit breaker 3pole. In = 30A; Icu / Ics = 10 / 8kA at AC 440V | LVS |  | 84
254784 | NF63-HV 3P 32A | Circuit breaker 3pole. In = 32A; Icu / Ics = 10 / 8kA at AC 440V | LVS |  | 84
254785 | NF63-HV 3P 40A | Circuit breaker 3pole. In = 40A; Icu / Ics = 10 / 8kA at AC 440V | LVS |  | 84
254786 | NF63-HV 3P 50A | Circuit breaker 3pole. In = 50A; Icu / Ics = 10 / 8kA at AC 440V | LVS |  | 84
254787 | NF63-HV 3P 60A | Circuit breaker 3pole. In = 60A; Icu / Ics = 10 / 8kA at AC 440V | LVS |  | 84
254788 | NF63-HV 3P 63A | Circuit breaker 3pole. In = 63A; Icu / Ics = 10 / 8kA at AC 440V | LVS |  | 84
254789 | NF63-HV 4P 10A | Circuit breaker 4pole. In = 10A; Icu / Ics = 10 / 8kA at AC 440V | LVS |  | 146
254790 | NF63-HV 4P 15A | Circuit breaker 4pole. In = 15A; Icu / Ics = 10 / 8kA at AC 440V | LVS |  | 146
254791 | NF63-HV 4P 16A | Circuit breaker 4pole. In = 16A; Icu / Ics = 10 / 8kA at AC 440V | LVS |  | 146
254792 | NF63-HV 4P 20A | Circuit breaker 4pole. In = 20A; Icu / Ics = 10 / 8kA at AC 440V | LVS |  | 146
254793 | NF63-HV 4P 25A | Circuit breaker 4pole. In = 25A; Icu / Ics = 10 / 8kA at AC 440V | LVS |  | 146
254794 | NF63-HV 4P 30A | Circuit breaker 4pole. In = 30A; Icu / Ics = 10 / 8kA at AC 440V | LVS |  | 146
254795 | NF63-HV 4P 32A | Circuit breaker 4pole. In = 32A; Icu / Ics = 10 / 8kA at AC 440V | LVS |  | 146
254796 | NF63-HV 4P 40A | Circuit breaker 4pole. In = 40A; Icu / Ics = 10 / 8kA at AC 440V | LVS |  | 146
254797 | NF63-HV 4P 50A | Circuit breaker 4pole. In = 50A; Icu / Ics = 10 / 8kA at AC 440V | LVS |  | 146
254798 | NF63-HV 4P 60A | Circuit breaker 4pole. In = 60A; Icu / Ics = 10 / 8kA at AC 440V | LVS |  | 146
254799 | NF63-HV 4P 63A | Circuit breaker 4pole. In = 63A; Icu / Ics = 10 / 8kA at AC 440V | LVS |  | 146
254743 | NF63-SV 3P 10A | Circuit breaker 3pole. In = 10A; Icu = Ics = 7,5kA at AC 440V | LVS |  | 76.7
254744 | NF63-SV 3P 15A | Circuit breaker 3pole. In = 15A; Icu = Ics = 7,5kA at AC 440V | LVS |  | 76.7
254745 | NF63-SV 3P 16A | Circuit breaker 3pole. In = 16A; Icu = Ics = 7,5kA at AC 440V | LVS |  | 76.7
254746 | NF63-SV 3P 20A | Circuit breaker 3pole. In = 20A; Icu = Ics = 7,5kA at AC 440V | LVS |  | 76.7
254747 | NF63-SV 3P 25A | Circuit breaker 3pole. In = 25A; Icu = Ics = 7,5kA at AC 440V | LVS |  | 76.7
269402 | NF63-SV 3P 30A | Circuit breaker 3pole. In = 30A; Icu = Ics = 7,5kA at AC 440V | LVS |  | 76.7
254748 | NF63-SV 3P 32A | Circuit breaker 3pole. In = 32A; Icu = Ics = 7,5kA at AC 440V | LVS |  | 76.7
254739 | NF63-SV 3P 3A | Circuit breaker 3pole. In = 3A; Icu = Ics = 7,5kA at AC 440V | LVS |  | 76.7
254749 | NF63-SV 3P 40A | Circuit breaker 3pole. In = 40A; Icu = Ics = 7,5kA at AC 440V | LVS |  | 76.7
254740 | NF63-SV 3P 4A | Circuit breaker 3pole. In = 4A; Icu = Ics = 7,5kA at AC 440V | LVS |  | 76.7
254741 | NF63-SV 3P 5A | Circuit breaker 3pole. In = 5A; Icu = Ics = 7,5kA at AC 440V | LVS |  | 76.7
254750 | NF63-SV 3P 60A | Circuit breaker 3pole. In = 60A; Icu = Ics = 7,5kA at AC 440V | LVS |  | 76.7
254751 | NF63-SV 3P 63A | Circuit breaker 3pole. In = 63A; Icu = Ics = 7,5kA at AC 440V | LVS |  | 76.7
254742 | NF63-SV 3P 6A | Circuit breaker 3pole. In = 6A; Icu = Ics = 7,5kA at AC 440V | LVS |  | 76.7
254756 | NF63-SV 4P 10A | Circuit breaker 4pole. In = 10A; Icu = Ics = 7,5kA at AC 440V | LVS |  | 133
254757 | NF63-SV 4P 15A | Circuit breaker 4pole. In = 15A; Icu = Ics = 7,5kA at AC 440V | LVS |  | 133
254758 | NF63-SV 4P 16A | Circuit breaker 4pole. In = 16A; Icu = Ics = 7,5kA at AC 440V | LVS |  | 133
254759 | NF63-SV 4P 20A | Circuit breaker 4pole. In = 20A; Icu = Ics = 7,5kA at AC 440V | LVS |  | 133
254760 | NF63-SV 4P 25A | Circuit breaker 4pole. In = 25A; Icu = Ics = 7,5kA at AC 440V | LVS |  | 133
254761 | NF63-SV 4P 30A | Circuit breaker 4pole. In = 30A; Icu = Ics = 7,5kA at AC 440V | LVS |  | 133
254762 | NF63-SV 4P 32A | Circuit breaker 4pole. In = 32A; Icu = Ics = 7,5kA at AC 440V | LVS |  | 133
254752 | NF63-SV 4P 3A | Circuit breaker 4pole. In = 3A; Icu = Ics = 7,5kA at AC 440V | LVS |  | 133
254763 | NF63-SV 4P 40A | Circuit breaker 4pole. In = 40A; Icu = Ics = 7,5kA at AC 440V | LVS |  | 133
254753 | NF63-SV 4P 4A | Circuit breaker 4pole. In = 4A; Icu = Ics = 7,5kA at AC 440V | LVS |  | 133
254764 | NF63-SV 4P 50A | Circuit breaker 4pole. In = 50A; Icu = Ics = 7,5kA at AC 440V | LVS |  | 133
254754 | NF63-SV 4P 5A | Circuit breaker 4pole. In = 5A; Icu = Ics = 7,5kA at AC 440V | LVS |  | 133
254765 | NF63-SV 4P 60A | Circuit breaker 4pole. In = 60A; Icu = Ics = 7,5kA at AC 440V | LVS |  | 133
254766 | NF63-SV 4P 63A | Circuit breaker 4pole. In = 63A; Icu = Ics = 7,5kA at AC 440V | LVS |  | 133
254755 | NF63-SV 4P 6A | Circuit breaker 4pole. In = 6A; Icu = Ics = 7,5kA at AC 440V | LVS |  | 133
204799 | NF800-HEW 3P 800A | Circuit breaker 3pole. Ir = 400 - 800A; Icu = Ics = 65kA at AC 440V | LVS |  | 2107
204800 | NF800-HEW 4P 800A | Circuit breaker 4pole. Ir = 400 - 800A; Icu = Ics = 65kA at AC 440V | LVS |  | 3064
204797 | NF800-SEW 3P 800A | Circuit breaker 3pole. Ir = 400 - 800A; Icu = Ics = 42kA at AC 440V | LVS |  | 2014
204798 | NF800-SEW 4P 800A | Circuit breaker 4pole. Ir = 400 - 800A; Icu = Ics = 42kA at AC 440V | LVS |  | 2454
589837 | PARTS S(D)-N125 MAIN CONT KIT BH779N304 | Main contact kit. For S(D)-N125; Replacement kit | LVS |  | 164
589838 | PARTS S(D)-N150 MAIN CONT KIT BH789N301 | Main contact kit. For S(D)-N150; Replacement kit | LVS |  | 221
589840 | PARTS S(D)-N220 MAIN CONT KIT BH799N304 | Main contact kit. For S(D)-N220; Replacement kit | LVS |  | 298
589841 | PARTS S(D)-N300 MAIN CONT KIT BH809N300 | Main contact kit. For S(D)-N300; Replacement kit | LVS |  | 358
589872 | PARTS S(D)-N400 MAIN CONT KIT BH809N301 | Main contact kit. For S(D)-N400; Replacement kit | LVS |  | 775
589873 | PARTS S(D)-N600 MAIN CONT KIT BH819N302 | Main contact kit. For S(D)-N600; Replacement kit | LVS |  | 1252
589874 | PARTS S(D)-N800 MAIN CONT KIT BH819N303 | Main contact kit. For S(D)-N800; Replacement kit | LVS |  | 1574
589876 | PARTS S(D)-T50 MAIN CONT KIT BHA49N307 | Main contact kit. For S-T50; Replacement kit | LVS |  | 44.6
589878 | PARTS S(D)-T80 MAIN CONT KIT BHA59N304 | Main contact kit. For S(D)-T80; Replacement kit | LVS |  | 77.4
589839 | PARTS S-N180 MAIN CONT KIT BH799N303 | Main contact kit. For S-N180; Replacement kit | LVS |  | 284
267429 | PMD-05SV3 | Base of Plug-In kit without PLT, Safety Device. (W75, 3P) | LVS |  | 18
267430 | PMD-05SV4 | Base of Plug-In kit without PLT, Safety Device. (W75, 4P) | LVS |  | 29.5
267447 | PMDN-1SV3 | Plug-In kit without PLT, Safety Device. (W90, 3P) | LVS |  | 117
267448 | PMDN-1SV4 | Plug-In kit without PLT, Safety Device. (W90, 4P) | LVS |  | 176
267450 | PMDN-2SV3 | Plug-In kit without PLT, Safety Device. (W105, 3P) | LVS |  | 321
267451 | PMDN-2SV4 | Plug-In kit without PLT, Safety Device. (W105, 4P) | LVS |  | 501
266582 | PMDN-4SW3 | for 3-poles Breaker NF/DSN 400AF | LVS |  | 186
266583 | PMDN-4SW4 | for 4-poles Breaker NF/DSN 400AF | LVS |  | 231
277944 | PMDN-6SW3 | Plug-in kit. NF/DSN630; 3-pole | LVS |  | 681
205965 | PMDN-6SW4 | Plug-In set.4pole, NF/DSN 630AF | LVS |  | 851
266584 | PMDN-8SW3 | for 3-poles Breaker NF/DSN 800AF | LVS |  | 1585
266685 | PMDN-8SW4 | for 4-poles Breaker NF/DSN 800AF | LVS |  | 2041
168985 | PW3-W | Power supply AC 100-240V / DC 100-125V with output contact | LVS |  | 221
168562 | PW4-W | Power supply DC 24 - 60V with output contact | LVS |  | 221
168563 | PW5-W | Power supply DC 100 - 240V with output contact | LVS |  | 441
169004 | REC-FD-W | Drawout mechanism with handle | LVS |  | 620
113682 | SD-N125 DC24V | Magnetic contactor. 60kW; 2NO + 2NC; Us = DC 24V | LVS |  | 460
113683 | SD-N150 DC24V | Magnetic contactor. 75kW; 2NO + 2NC; Us = DC 24V | LVS |  | 665
113684 | SD-N220 DC24V 2A2B | Magnetic contactor. 132kW; 2NO + 2NC; Us = DC 24V | LVS |  | 762
113686 | SD-N300 DC24V 2A2B | Magnetic contactor. 160kW; 2NO + 2NC; Us = DC 24V | LVS |  | 1839
113687 | SD-N400 DC24V | Magnetic contactor. 220kW; 2NO + 2NC; Us = DC 24V | LVS |  | 2351
298654 | SD-T100 DC24V | Magnetic contactor. 55kW; 2NO + 2NC; DC 24V | LVS |  | 369
287431 | SD-T12 DC24V 1A1B | Magnetic contactor. 5,5kW; 1NO + 1NC; Us = DC 24V | LVS |  | 53.9
287519 | SD-T20 DC24V 1A1B | Magnetic contactor. 7,5kW; 1NO + 1NC; Us = DC 24V | LVS |  | 71
287527 | SD-T21 DC24V 2A2B | Magnetic contactor. 11kW; 2NO + 2NC; Us = DC 24V | LVS |  | 82.1
287534 | SD-T32 DC24V | Magnetic contactor. 15kW; Us = DC 24V | LVS |  | 96.4
298622 | SD-T35 DC24V | Magnetic contactor. 18,5kW; 2NO + 2NC; DC 24V | LVS |  | 127
298630 | SD-T50 DC24V | Magnetic contactor. 22kW; 2NO + 2NC; DC 24V | LVS |  | 150
298638 | SD-T65 DC24V | Magnetic contactor. 30kW; 2NO + 2NC; DC 24V | LVS |  | 170
298646 | SD-T80 DC24V | Magnetic contactor. 45kW; 2NO + 2NC; DC 24V | LVS |  | 250
205779 | SHT-4SWRFS | Shunt Trip.AC100-450V/DC100-200V,Term. block, 4pole, NF/DSN400AF,630AF,800AF | LVS |  | 123
205778 | SHT-4SWRS | Shunt Trip.AC100-450V/DC100-200V,Term. block, 2/3-pole, NF/DSN400AF,630AF,800AF | LVS |  | 123
205784 | SHT-8SWRFS | Shunt Trip.AC 100-450V / DC 100-200V,Terminal block, 4pole, 800AF, NF400-UEW | LVS |  | 147
267485 | SHTA240-05SVRFS | Shunt trip. AC 100-240V, R hand fitting 4P, for W75, 90, 105. Terminal block. | LVS |  | 46.5
267484 | SHTA240-05SVRS | Shunt trip. AC 100-240V, R hand fitting, for W75, 90, 105. Terminal block. | LVS |  | 46.5
205790 | SHTA240-10SWRFS | Shunt Trip.AC200-240V,Terminal block, 4pole, NF1000-SEW,NF1250-SEW,NF1600-SEW | LVS |  | 148
205789 | SHTA240-10SWRS | Shunt Trip.AC200-240V, Terminal block, 3pole, NF1000-SEW, NF1250-SEW, NF1600-SEW | LVS |  | 148
168523 | SHT-A500-W | Shunt release; AC/DC 380 - 500V | LVS |  | 212
168522 | SHT-AD250-W | Shunt release; AC/DC 100 - 250V | LVS |  | 212
168524 | SHT-D048-W | Shunt release; DC 24 - 48V | LVS |  | 212
113648 | S-N125 AC200V | Magnetic contactor. 60kW; 2NO + 2NC; Us = AC 200V, 50Hz | LVS |  | 3486
113650 | S-N125 AC24V | Magnetic contactor. 60kW; 2NO + 2NC; Us = AC 24V, 50Hz | LVS |  | 294
125894 | S-N125COIL AC200V | Magnetic coil. AC 200 ~ 240V 50/60Hz; for S-N125, 150 | LVS |  | 74.3
113652 | S-N150 AC200V | Magnetic contactor. 75kW; 2NO + 2NC; Us = AC 200V, 50Hz | LVS |  | 397
113654 | S-N150 AC24V | Magnetic contactor. 75kW; 2NO + 2NC; Us = AC 24V, 50Hz | LVS |  | 397
113657 | S-N180 AC200V | Magnetic contactor. 90kW; 2NO + 2NC; Us = AC 200V, 50Hz | LVS |  | 470
125901 | S-N180-COIL AC200V | Magnetic coil. AC 200 ~ 240V 50/60Hz; for S-N180, 220 | LVS |  | 82.2
113660 | S-N220 AC200V | Magnetic contactor. 132kW; 2NO + 2NC; Us = AC 200V, 50Hz | LVS |  | 497
113663 | S-N300 AC200V | Magnetic contactor. 160kW; 2NO + 2NC; Us = AC 200V, 50Hz | LVS |  | 928
125916 | S-N300-COIL AC200V | Magnetic coil. AC 200 ~ 240V 50/60Hz; for S-N300, 400 | LVS |  | 104
113666 | S-N400 AC200V | Magnetic contactor. 220kW; 2NO + 2NC; Us = AC 200V, 50Hz | LVS |  | 1148
594984 | S-N600AB AC200V 2A2B | Magnetic contactor. 330kW; 2NO + 2NC; Us = AC 200V, 50Hz; Non-Reversing | LVS |  | 2209
594986 | S-N800AB AC200V 2A2B | Magnetic contactor. 440kW; 2NO + 2NC; Us = AC 200V, 50Hz; Non-Reversing | LVS |  | 2651
287541 | SRD-T5 DC24V 3A2B | ContDCtor relays. 3NO + 2NC; Ith = 10A Us = DC 24V | LVS |  | 42.9
279277 | SR-T5 AC200V 3A2B | Contactor relays. 3NO + 2NC; Ith = 10A Us = AC200-240V 50/60Hz | LVS |  | 24.2
279270 | SR-T5 AC200V 4A1B | Contactor relays. 4NO + 1NC; Ith = 10A Us = AC 120V, 50Hz | LVS |  | 24.2
279263 | SR-T5 AC200V 5A | Contactor relays. 5NO; Ith = 10A Us = AC 200V, 50Hz | LVS |  | 24.2
279274 | SR-T5 AC24V 3A2B | Contactor relays. 3NO + 2NC; Ith = 10A Us = AC 24V, 50Hz | LVS |  | 24.2
279267 | SR-T5 AC24V 4A1B | Contactor relays. 4NO + 1NC; Ith = 10A Us = AC 24V, 50Hz | LVS |  | 24.2
279260 | SR-T5 AC24V 5A | Contactor relays. 5NO; Ith = 10A Us = AC 24V, 50Hz | LVS |  | 24.2
279143 | S-T10 AC200V 1A | Magnetic contactor. 4kW; 1NO; Us = AC 200V, 50Hz | LVS |  | 24.8
279200 | S-T10 AC200V 1B | Magnetic contactor. 4kW; 1NC; Us = AC 200V, 50Hz | LVS |  | 24.8
279140 | S-T10 AC24V 1A | Magnetic contactor. 4kW; 1NO; Us = AC 24V, 50Hz | LVS |  | 24.8
279197 | S-T10 AC24V 1B | Magnetic contactor. 4kW; 1NC; Us = AC 24V, 50Hz | LVS |  | 24.8
298685 | S-T100 AC200V | Magnetic contactor. 55kW; 2NO + 2NC; Us = AC 200V, 50Hz | LVS |  | 226
298686 | S-T100 AC24V | Magnetic contactor. 55kW; 2NO + 2NC; Us = AC 24V, 50Hz | LVS |  | 226
279207 | S-T12 AC200V 1A1B | Magnetic contactor. 5,5kW; 1NO + 1NC; Us = AC 200V, 50Hz | LVS |  | 29.6
279214 | S-T12 AC200V 2A | Magnetic contactor. 5,5kW; 2NO; Us = AC 200V, 50Hz | LVS |  | 29.6
279221 | S-T12 AC200V 2B | Magnetic contactor. 5,5kW; 2NC; Us = AC 200V, 50Hz | LVS |  | 29.6
279204 | S-T12 AC24V 1A1B | Magnetic contactor. 5,5kW; 1NO + 1NC; Us = AC 24V, 50Hz | LVS |  | 29.6
279211 | S-T12 AC24V 2A | Magnetic contactor. 5,5kW; 2NO; Us = AC 24V, 50Hz | LVS |  | 29.6
279218 | S-T12 AC24V 2B | Magnetic contactor. 5,5kW; 2NC; Us = AC 24V, 50Hz | LVS |  | 29.6
279228 | S-T20 AC200V 1A1B | Magnetic contactor. 7,5kW; 1NO + 1NC; Us = AC 200V, 50Hz | LVS |  | 37.8
279235 | S-T20 AC200V 2A | Magnetic contactor. 7,5kW; 2NO; Us = AC 200V, 50Hz | LVS |  | 37.8
279225 | S-T20 AC24V 1A1B | Magnetic contactor. 7,5kW; 1NO + 1NC; Us = AC 24V, 50Hz | LVS |  | 37.8
279232 | S-T20 AC24V 2A | Magnetic contactor. 7,5kW; 2NO; Us = AC 24V, 50Hz | LVS |  | 37.8
279242 | S-T21 AC200V 2A2B | Magnetic contactor. 11kW; 2NO + 2NC; Us = AC 200V, 50Hz | LVS |  | 49.3
279239 | S-T21 AC24V 2A2B | Magnetic contactor. 11kW; 2NO + 2NC; Us = AC 24V, 50Hz | LVS |  | 49.3
279249 | S-T25 AC200V 2A2B | Magnetic contactor. 15kW; 2NO + 2NC; Us = AC 200V, 50Hz | LVS |  | 70.4
279246 | S-T25 AC24V 2A2B | Magnetic contactor. 15kW; 2NO + 2NC; Us = AC 24V, 50Hz | LVS |  | 70.4
279256 | S-T32 AC200V | Magnetic contactor. 15kW; Us = AC 200V, 50Hz | LVS |  | 66.1
279253 | S-T32 AC24V | Magnetic contactor. 15kW; Us = AC 24V, 50Hz | LVS |  | 66.1
298657 | S-T35 AC200V | Magnetic contactor. 18,5kW; 2NO + 2NC; Us = AC 200V, 50Hz | LVS |  | 74.6
298658 | S-T35 AC24V | Magnetic contactor. 18,5kW; 2NO + 2NC; Us = AC 24V, 50Hz | LVS |  | 74.6
298664 | S-T50 AC200V | Magnetic contactor. 22kW; 2NO + 2NC; Us = AC 200V, 50Hz | LVS |  | 98.8
298665 | S-T50 AC24V | Magnetic contactor. 22kW; 2NO + 2NC; Us = AC 24V, 50Hz | LVS |  | 98.8
298671 | S-T65 AC200V | Magnetic contactor. 30kW; 2NO + 2NC; Us = AC 200V, 50Hz | LVS |  | 153
298672 | S-T65 AC24V | Magnetic contactor. 30kW; 2NO + 2NC; Us = AC 24V, 50Hz | LVS |  | 153
298678 | S-T80 AC200V | Magnetic contactor. 45kW; 2NO + 2NC; Us = AC 200V, 50Hz | LVS |  | 159
298679 | S-T80 AC24V | Magnetic contactor. 45kW; 2NO + 2NC; Us = AC 24V, 50Hz | LVS |  | 159
267543 | TCL-05SV3 | Terminal cover - large. For W75 3-pole. | LVS |  | 6.7
267544 | TCL-05SV4 | Terminal cover - large. For W75 4-pole. | LVS |  | 10
205983 | TCL-10SW3 | Terminal cover.long, 3pole, NF/DSN 1000AF, 1250AF | LVS |  | 106
205984 | TCL-10SW4 | Terminal cover.long, 4pole, NF/DSN 1000AF, 1250AF | LVS |  | 130
267546 | TCL-1SV3 | Terminal cover - large. For W90 3-pole. | LVS |  | 29.5
267547 | TCL-1SV4 | Terminal cover - large. For W90 4-pole. | LVS |  | 36.2
267549 | TCL-2SV3L | Terminal cover - large. For W105 3-pole up to 250A max 150mm². | LVS |  | 54.1
267550 | TCL-2SV4 | Terminal cover - large. For W105 4-pole. | LVS |  | 56.3
205977 | TCL-4SW3 | Terminal cover.large, 3pole, NF/DSN 400AF, 630AF | LVS |  | 53.4
205978 | TCL-4SW4 | Terminal cover.large, 4pole, NF/DSN 400AF, 630AF | LVS |  | 72.6
205979 | TCL-8SW3 | Terminal cover.large, 3pole, NF/DSN 800AF | LVS |  | 56.3
205980 | TCL-8SW4 | Terminal cover.large, 4pole, NF/DSN 800AF | LVS |  | 79.2
267552 | TCS-05SV3 | Terminal cover - small. For W75 3-pole. | LVS |  | 6.7
267553 | TCS-05SV4 | Terminal cover - small. For W75 4-pole. | LVS |  | 10
267555 | TCS-1SV3 | Terminal cover - small. For W90 3-pole. | LVS |  | 29.5
267556 | TCS-1SV4 | Terminal cover - small. For W90 4-pole. | LVS |  | 36.2
267557 | TCS-2SV3 | Terminal cover - small. For W105 3-pole. | LVS |  | 44.7
267558 | TCS-2SV4 | Terminal cover - small. For W105 4-pole. | LVS |  | 56.3
124425 | TH-N120KP 42A | Overload Relay. Ith = 34,0 ~ 50,0A; for S(D)-N125, 150 (ohne Montageset) | LVS |  | 74.6
124426 | TH-N120KP 54A | Overload Relay. Ith = 43,0 ~ 65,0A; for S(D)-N125, 150 (ohne Montageset) | LVS |  | 74.6
124427 | TH-N120KP 67A | Overload Relay. Ith = 54,0 ~ 80,0A; for S(D)-N125, 150 (ohne Montageset) | LVS |  | 74.6
124428 | TH-N120KP 82A | Overload Relay. Ith = 65,0 ~ 100,0A; for S(D)-N125, 150 (ohne Montageset) | LVS |  | 74.6
124430 | TH-N120TAKP 105A | Overload Relay. Ith = 85,0 ~ 125,0A; for S(D)-N125, 150 (ohne Montageset) | LVS |  | 86.6
124431 | TH-N120TAKP 125A | Overload Relay. Ith = 100,0 ~ 150,0A; for S(D)-N150 (ohne Montageset) | LVS |  | 86.6
124433 | TH-N220RHKP 105A | Overload Relay. Ith = 85,0 ~ 125,0A; for S(D)-N180, 220 | LVS |  | 163
124434 | TH-N220RHKP 125A | Overload Relay. Ith = 100,0 ~ 150,0A; for S(D)-N180, 220 | LVS |  | 163
124435 | TH-N220RHKP 150A | Overload Relay. Ith = 120,0 ~ 180,0A; for S(D)-N180, 220 | LVS |  | 163
124436 | TH-N220RHKP 180A | Overload Relay. Ith = 140,0 ~ 220,0A; for S(D)-N220 | LVS |  | 163
124437 | TH-N220RHKP 210A | Overload Relay. Ith = 170,0 ~ 250,0A; for S(D)-N220 | LVS |  | 163
124432 | TH-N220RHKP 82A | Overload Relay. Ith = 65,0 ~ 100,0A; for S(D)-N180, 220 | LVS |  | 163
124438 | TH-N400RHKP 105A | Overload Relay. Ith = 85,0 ~ 125,0A; for S(D)-N300, 400 | LVS |  | 197
124439 | TH-N400RHKP 125A | Overload Relay. Ith = 100,0 ~ 150,0A; for S(D)-N300, 400 | LVS |  | 197
124440 | TH-N400RHKP 150A | Overload Relay. Ith = 120,0 ~ 180,0A; for S(D)-N300, 400 | LVS |  | 197
124441 | TH-N400RHKP 180A | Overload Relay. Ith = 140,0 ~ 220,0A; for S(D)-N300, 400 | LVS |  | 197
124442 | TH-N400RHKP 250A | Overload Relay. Ith = 200,0 ~ 300,0A; for S(D)-N300, 400 | LVS |  | 197
124443 | TH-N400RHKP 330A | Overload Relay. Ith = 260,0 ~ 400,0A; for S(D)-N400 | LVS |  | 197
298614 | TH-T100KP 67A | Overload Relay. Ith = 54,0 ~ 80,0A; for S(D)-T80,100 | LVS |  | 62.6
298615 | TH-T100KP 82A | Overload Relay. Ith = 65,0 ~ 100,0A; for S(D)-T80,100 | LVS |  | 62.6
279281 | TH-T18KP 0.12A | Overload Relay. Ith = 0,1 ~ 0,16A; for S(D)-T10, 12, 20 | LVS |  | 24.9
279282 | TH-T18KP 0.17A | Overload Relay. Ith = 0,14 ~ 0,22A; for S(D)-T10, 12, 20 | LVS |  | 24.9
279283 | TH-T18KP 0.24A | Overload Relay. Ith = 0,2 ~ 0,32A; for S(D)-T10, 12, 20 | LVS |  | 24.9
279284 | TH-T18KP 0.35A | Overload Relay. Ith = 0,28 ~ 0,42A; for S(D)-T10, 12, 20 | LVS |  | 24.9
279285 | TH-T18KP 0.5A | Overload Relay. Ith = 0,4 ~ 0,6A; for S(D)-T10, 12, 20 | LVS |  | 24.9
279286 | TH-T18KP 0.7A | Overload Relay. Ith = 0,55 ~ 0,85A; for S(D)-T10, 12, 20 | LVS |  | 24.9
279287 | TH-T18KP 0.9A | Overload Relay. Ith = 0,7 ~ 1,1A; for S(D)-T10, 12, 20 | LVS |  | 24.9
279288 | TH-T18KP 1.3A | Overload Relay. Ith = 1,0 ~ 1,6A; for S(D)-T10, 12, 20 | LVS |  | 24.9
279289 | TH-T18KP 1.7A | Overload Relay. Ith = 1,4 ~ 2,0A; for S(D)-T10, 12, 20 | LVS |  | 24.9
279296 | TH-T18KP 11A | Overload Relay. Ith = 9,0 ~ 13,0A; for S(D)-T10, 12, 20 | LVS |  | 24.9
279297 | TH-T18KP 15A | Overload Relay. Ith = 12,0 ~ 18,0A; for S-(D)-T10, 12, 20 | LVS |  | 27.1
279290 | TH-T18KP 2.1A | Overload Relay. Ith = 1,7 ~ 2,5A; for S(D)-T10, 12, 20 | LVS |  | 24.9
279291 | TH-T18KP 2.5A | Overload Relay. Ith = 2,0 ~ 3,0A; for S(D)-T10, 12, 20 | LVS |  | 24.9
279292 | TH-T18KP 3.6A | Overload Relay. Ith = 2,8 ~ 4,4A; for S(D)-T10, 12, 20 | LVS |  | 24.9
279293 | TH-T18KP 5A | Overload Relay. Ith = 4,0 ~ 6,0A; for S(D)-T10, 12, 20 | LVS |  | 24.9
279294 | TH-T18KP 6.6A | Overload Relay. Ith = 5,2 ~ 8,0A; for S(D)-T10, 12, 20 | LVS |  | 24.9
279295 | TH-T18KP 9A | Overload Relay. Ith = 7,0 ~ 11,0A; for S(D)-T10, 12, 20 | LVS |  | 24.9
279298 | TH-T25KP 0.24A | Overload Relay. Ith = 0,2 ~ 0,32A; for S(D)-T21, 25 (without Mountingset) | LVS |  | 27.1
279299 | TH-T25KP 0.35A | Overload Relay. Ith = 0,28 ~ 0,42A; for S(D)-T21, 25 (without Mountingset) | LVS |  | 27.1
279300 | TH-T25KP 0.5A | Overload Relay. Ith = 0,4 ~ 0,6A; for S(D)-T21, 25 (without Mountingset) | LVS |  | 27.1
279301 | TH-T25KP 0.7A | Overload Relay. Ith = 0,55 ~ 0,85A; for S(D)-T21, 25 (without Mountingset) | LVS |  | 27.1
279302 | TH-T25KP 0.9A | Overload Relay. Ith = 0,7 ~ 1,1A; for S(D)-T21, 25 (without Mountingset) | LVS |  | 27.1
279303 | TH-T25KP 1.3A | Overload Relay. Ith = 1,0 ~ 1,6A; for S(D)-T21, 25 (without Mountingset) | LVS |  | 27.1
279304 | TH-T25KP 1.7A | Overload Relay. Ith = 1,4 ~ 2,0A; for S(D)-T21, 25 (without Mountingset) | LVS |  | 27.1
279311 | TH-T25KP 11A | Overload Relay. Ith = 9,0 ~ 13,0A; for S(D)-T21, 25 (without Mountingset) | LVS |  | 27.1
279312 | TH-T25KP 15A | Overload Relay. Ith = 12,0 ~ 18,0A; for S(D)-T21, 25 (without Mountingset) | LVS |  | 27.1
279305 | TH-T25KP 2.1A | Overload Relay. Ith = 1,7 ~ 2,5A; for S(D)-T21, 25 (without Mountingset) | LVS |  | 27.1
279306 | TH-T25KP 2.5A | Overload Relay. Ith = 2,0 ~ 3,0A; for S(D)-T21, 25 (without Mountingset) | LVS |  | 27.1
279313 | TH-T25KP 22A | Overload Relay. Ith = 18,0 ~ 26,0A; for S(D)-T21, 25 (without Mountingset) | LVS |  | 31
279307 | TH-T25KP 3.6A | Overload Relay. Ith = 2,8 ~ 4,4A; for S(D)-T21, 25 (without Mountingset) | LVS |  | 27.1
279308 | TH-T25KP 5A | Overload Relay. Ith = 4,0 ~ 6,0A; for S(D)-T21, 25 (without Mountingset) | LVS |  | 27.1
279309 | TH-T25KP 6.6A | Overload Relay. Ith = 5,2 ~ 8,0A; for S(D)-T21, 25 (without Mountingset) | LVS |  | 27.1
279310 | TH-T25KP 9A | Overload Relay. Ith = 7,0 ~ 11,0A; for S(D)-T21, 25 (without Mountingset) | LVS |  | 27.1
298605 | TH-T50KP 29A | Overload Relay. Ith = 24,0 ~ 34,0A; for S(D)-T35,50 | LVS |  | 29.2
298606 | TH-T50KP 35A | Overload Relay. Ith = 30,0 ~ 40,0A; for S(D)-T35, 50 | LVS |  | 29.2
298607 | TH-T50KP 42A | Overload Relay. Ith = 34,0 ~ 50,0A; for S(D)-T35,50 | LVS |  | 29.2
298608 | TH-T65KP 15A | Overload Relay. Ith = 12,0 ~ 18,0A; for S(D)-T65, 80, 100 | LVS |  | 49.5
298609 | TH-T65KP 22A | Overload Relay. Ith = 18,0 ~ 36,0A; for S(D)-T65, 80,100 | LVS |  | 49.5
298610 | TH-T65KP 29A | Overload Relay. Ith = 24,0 ~ 34,0A; for S(D)-T65, 80, 100 | LVS |  | 49.5
298611 | TH-T65KP 35A | Overload Relay. Ith = 30,0 ~ 40,0A; for S(D)-T65, 80, 100 | LVS |  | 49.5
298612 | TH-T65KP 42A | Overload Relay. Ith = 34,0 ~ 50,0A; for S(D)-T65, 80, 100 | LVS |  | 49.5
298613 | TH-T65KP 54A | Overload Relay. Ith = 43,0 ~65,0A; for S(D)-T65, 80, 100 | LVS |  | 49.5
168549 | TTC-D-W | Terminal cover for drawout type breakers | LVS |  | 44.1
168972 | TTC-F-W | Terminalcover - transparent for control terminal | LVS |  | 44.1
203346 | UCON-A120B-W(INST) | Controller; AC 100 - 120V Inst. trip (Time delay adj.), b-contact | LVS |  | 573
203340 | UCON-A240A-W(INST) | Controller; AC 200 - 240V Inst. trip (Time delay adj.), a-contact | LVS |  | 573
203347 | UCON-A240B-W(INST) | Undervoltage Trip Device; AC200-240V; Inst. trip (Time delay adj.); b-contact | LVS |  | 573
203348 | UCON-A460B-W(INST) | Controller; AC 380 - 460V Inst. trip (Time delay adj.), b-contact | LVS |  | 1005
203341 | UCON-D024B-W(INST) | Controller; DC 24V Inst. trip (Time delay adj.), b-contact | LVS |  | 573
203342 | UCON-D048B-W(INST) | Controller; DC 48V Inst. trip (Time delay adj.), b-contact | LVS |  | 573
203343 | UCON-D110B-W(INST) | Controller; DC 100 - 110V Inst. trip (Time delay adj.), b-contact | LVS |  | 573
203344 | UCON-D125B-W(INST) | Controller; DC 120 - 125V Inst. trip (Time delay adj.), b-contact | LVS |  | 573
203345 | UCON-D250B-W(INST) | Controller; DC 220 - 250V Inst. trip (Time delay adj.), b-contact | LVS |  | 573
168526 | UCONLABEL-W | Label for Under voltage trip controller | LVS |  | 17.7
52631 | UN-AX11CX | Auxiliary contact. 1NO + 1NC; side clip-on; for S(D)-N10 up to 65, SR(D)-N4 | LVS |  | 8.9
113702 | UN-AX150 | Auxiliary contact. 1NO + 1NC; side clip-on; for S(D)-N150 up to 400 | LVS |  | 15.4
52626 | UN-AX2CX 1A1B | Auxiliary contact. 1NO + 1NC; front clip-on; for S(D)-N10 up to 65, SR(D)-N4 | LVS |  | 6.8
52625 | UN-AX2CX 2A | Auxiliary contact. 2NO; front clip-on; for S(D)-N10 up to 65, SR(D)-N4 | LVS |  | 6.8
52627 | UN-AX2CX 2B | Auxiliary contact. 2NC; front clip-on; for S(D)-N10 up to 65, SR(D)-N4 | LVS |  | 6.8
52629 | UN-AX4CX 2A2B | Auxiliary contact. 2NO + 2NC; front clip-on; for S(D)-N10 up to 65, SR(D)-N4 | LVS |  | 12.4
52630 | UN-AX4CX 3A1B | Auxiliary contact. 3NO + 1NC; front clip-on; for S(D)-N10 up to 65, SR(D)-N4 | LVS |  | 12.4
52628 | UN-AX4CX 4A | Auxiliary contact. 4NO; front clip-on; for S(D)-N10 up to 65, SR(D)-N4 | LVS |  | 12.4
113703 | UN-AX600 | Auxiliary contact. 2NO + 2NC; side clip-on; for S(D)-N600 up to 800 | LVS |  | 74.6
113691 | UN-AX80 | Auxiliary contact. 1NO + 1NC; side clip-on; for S(D)-N80 up to 125 | LVS |  | 15.4
113705 | UN-CZ1250 | Terminal cover. For S(D)-N125 -Line or load-side | LVS |  | 25.3
125995 | UN-CZ1251 | Terminal cover. For SD-N125 mit TH-N -Load-side | LVS |  | 30.7
113706 | UN-CZ1500 | Terminal cover. For S(D)-N150 -Line or load-side | LVS |  | 28
125996 | UN-CZ1501 | Terminal cover. For SD-N150 mit TH-N -Load-side | LVS |  | 36.3
113707 | UN-CZ2200 | Terminal cover. For S(D)-N180, 220 -Line or load-side | LVS |  | 30.7
125997 | UN-CZ2201 | Terminal cover. For SD-N180, 220 mit TH-N -Load-side | LVS |  | 44.7
113708 | UN-CZ3000 | Terminal cover. For S(D)-N300, 400 -Line or load-side | LVS |  | 39.1
125998 | UN-CZ3001 | Terminal cover. For SD-N300, 400 mit TH-N -Load-side | LVS |  | 72.5
127116 | UN-CZ500 | Terminal cover. For SD-N50, 65 -Line or load-side | LVS |  | 14
127117 | UN-CZ501 | Terminal cover. For SD-N50, 65 mit TH-N -Load-side | LVS |  | 16.8
113704 | UN-CZ800 | Terminal cover. For S(D)-N80, 95 -Line or load-side | LVS |  | 19.6
125994 | UN-CZ801 | Terminal cover. For S(D)-N80, 95 mit TH-N -Load-side | LVS |  | 22.4
125992 | UN-ML150 | Mechanical interlock. For S(D)-N150 | LVS |  | 30.8
52634 | UN-ML21 | Mechanical interlock. For S(D)-N18 up to 65 | LVS |  | 15.7
124293 | UN-ML220 | Mechanical interlock. For S(D)-N180 up to 400 | LVS |  | 33.5
124294 | UN-ML80 | Mechanical interlock. For S(D)-N80 up to 125 | LVS |  | 30.7
293220 | UN-RM20 | IEC 35mm Rail Mounting adaptor for Thermal Overload Relays TN-T25 | LVS |  | 3.6
279314 | UT-AX11 1A1B | Auxiliary contact. 1NO + 1NC; side clip-on; for S-T, SR-T | LVS |  | 7.8
279315 | UT-AX2 1A1B | Auxiliary contact. 1NO + 1NC; front clip-on; for S-T, SR-T | LVS |  | 8.8
279316 | UT-AX2 2A | Auxiliary contact. 2NO; front clip-on; for S-T, SR-T | LVS |  | 8.8
279317 | UT-AX2 2B | Auxiliary contact. 2NC; front clip-on; for S-T, SR-T | LVS |  | 8.8
279318 | UT-AX4 2A2B | Auxiliary contact. 2NO + 2NC; front clip-on; for S-T, SR-T | LVS |  | 11.2
279319 | UT-AX4 3A1B | Auxiliary contact. 3NO + 1NC; front clip-on; for S-T, SR-T | LVS |  | 11.2
279320 | UT-AX4 4A | Auxiliary contact. 4NO; front clip-on; for S-T, SR-T | LVS |  | 11.2
288462 | UT-BT20 | Mounting base unit for S-T10, S-T12 and S-T20 | LVS |  | 30.2
288463 | UT-BT32 | Mounting base unit for S-T32 | LVS |  | 30.2
293626 | UT-BT32D | Mounting base unit for SD-T32 | LVS |  | 30.2
293229 | UT-HZ18 | Separate mounting adaptor for Thermal Overload Relays TN-T18 | LVS |  | 6.3
295824 | UT-ML20 | Mechanical interlock. For SD-T12, 20 | LVS |  | 15
293623 | UT-MT20D | Connection conductor unit up to SD-T20 | LVS |  | 12.4
293624 | UT-MT32D | Connection conductor unit for SD-T32 | LVS |  | 12.7
279323 | UT-SA21 AC200V | Surge abs. Varistor; AC 100~240V, DC 24~220V; f. S-T, SR-T | LVS |  | 6.5
279325 | UT-SA22 AC200V | Surge abs. Varistor + LED; AC 100~240V, DC 24~220V; f. SS-T, SR-T | LVS |  | 13.3
279326 | UT-SA23 AC200V | Surge abs. CR; AC 100~240V, DC 24~60V; f. S-T, SR-T | LVS |  | 12.1
279328 | UT-SA25 AC200V | Surge abs. Varistor + CR; AC 100~240V; f. S-T, SR-T | LVS |  | 22.4
307329 | UT-TH50 | Connecting bar kit S(D)-T35-50 with TH-T25-50 | LVS |  | 29.2
168525 | UVTCOIL-W | Trip coil for UVT controller | LVS |  | 133
267601 | UVTSA250-05SVRFS | Undervoltage Trip; AC 200-250V;30 to 250A frames; Right pole (4poles); with SLT | LVS |  | 153
267600 | UVTSA250-05SVRS | Undervoltage Tripping Device; AC 200-250V;30 to 250A frames;Right pole; with SLT | LVS |  | 153
205944 | UVTSA250-10SWRFS | Undervoltage Trip.AC200-220/230-250V, inst., 4pole, NF/DSN1000AF,1250AF,1600AF | LVS |  | 279
205943 | UVTSA250-10SWRS | Undervoltage Trip.AC200-220/230-250V, inst., 3pole, NF/DSN1000AF,1250AF,1600AF | LVS |  | 279
205954 | UVTSA250-4SWRFS | Undervoltage Trip.AC200-220/230-250V, inst., 4pole, NF/DSN 400AF,630AF | LVS |  | 161
205953 | UVTSA250-4SWS | Undervoltage Trip.AC200-220/230-250V, inst., 3pole, NF/DSN 400AF,630AF,800AF | LVS |  | 161
205937 | UVTSA250-8SWRFS | Undervoltage Trip.AC200-220/230-250V, inst., 4pole, NF/DSN 800AF | LVS |  | 174
267747 | V-05SV | V-handle. For 3 and 4-pole Breaker NF/DSN 32AF and 63AF. Handle black. | LVS |  | 71
267751 | V-1SV | V-handle. For 3 and 4-pole Breaker NF/DSN 125AF fix. Handle black. | LVS |  | 71
267755 | V-2SV | V-handle. For 3 and 4-pole Breaker NF/DSN 125AF, 160AF, 250AF. Handle black. | LVS |  | 124
225420 | V-4S | Variable-depth handle.2/3/4-pole, NF/DSN400, 630, SEW, HEW, REW | LVS |  | 58.9
225424 | V-8S | Variable-depth handle.2/3/4-pole, NF/DSN800, SEW, HEW, REW | LVS |  | 169
235235 | V-AD5L | Variable-depth handle Adjustment Unit.V-4,V-8; ab. 500mm | LVS |  | 54.5
235194 | V-AD5S | Variable-depth handle Adjustment Unit.V-05, V-1,V-2; ab. 500mm | LVS |  | 21.8
168567 | VT-W | VT unit enable to measures | LVS |  | 397
168556 | WB1-W | Main setting module INST/MCR only | LVS |  | 551
168557 | WB2-W | Main setting module INST/MCR only (for AE2000-SWA and AE400-SWA) | LVS |  | 551
168554 | WM1-W | Main setting module for generator protection use | LVS |  | 662
168555 | WM2-W | Main setting module for generator protection use (for AE2000-SWA and AE4000-SWA) | LVS |  | 662
205181 | WM3-W | Main setting module for generator protection use (for AE6300-SW) | LVS |  | 662
168552 | WS1-W | Main setting module for general protection use | LVS |  | 573
168553 | WS2-W | Main setting module for general protection use (for AE2000-SWA and AE4000-SWA) | LVS |  | 573
205180 | WS3-W | Main setting module for general protection use (for AE6300-SW) | LVS |  | 546
168373 | AE1000-SW 3P FIXED, ETRBASE-P3, AX10 | Circuit-breaker; In max=1000A; Icu=Ics=65kA at AC 500V; with relay base; 5a5b | LVS |  | 2718
168435 | AE1250-SW 3P FIXED, ETRBASE-P3, AX10 | Circuit-breaker; In max=1250A; Icu=Ics=65kA at AC 500V; with relay base; 5a5b | LVS |  | 3425
168437 | AE1600-SW 3P FIXED, ETRBASE-P3, AX10 | Circuit-breaker; In max=1600A; Icu=Ics=65kA at AC 500V; with relay base; 5a5b | LVS |  | 4186
168443 | AE2000-SW 3P FIXED, ETRBASE-P3, AX10 | Circuit-breaker; In max=2000A; Icu=Ics=85kA at AC 500V; with relay base; 5a5b | LVS |  | 5792
168441 | AE2000-SWA 3P D/O, ETRBASE-P3, AX10 | Circuit-breaker; In max=2000A; Icu=Ics=65kA at AC 500V; with relay base; 5a5b | LVS |  | 6785
168439 | AE2000-SWA 3P FIXED, ETRBASE-P3, AX10 | Circuit-breaker; In max=2000A; Icu=Ics=65kA at AC 500V; with relay base; 5a5b | LVS |  | 4989
168445 | AE2500-SW 3P FIXED, ETRBASE-P3, AX10 | Circuit-breaker; In max=2500A; Icu=Ics=85kA at AC 500V; with relay base; 5a5b | LVS |  | 7005
168447 | AE3200-SW 3P FIXED, ETRBASE-P3, AX10 | Circuit-breaker; In max=3200A; Icu=Ics=85kA at AC 500V; with relay base; 5a5b | LVS |  | 9782
205153 | AE4000-SW 3P D/O, ETRBASE-P3, AX10 | Circuit-breaker; In max=4000A; Icu=Ics=130kA at AC 500V; with relay base; 5a5b | LVS |  | 32572
205144 | AE4000-SW 3P FIXED, ETRBASE-P3, AX10 | Circuit-breaker; In max=4000A; Icu=Ics=130kA at AC 500V; with relay base; 5a5b | LVS |  | 19922
168451 | AE4000-SWA 3P D/O, ETRBASE-P3, AX10 | Circuit-breaker; In max=4000A; Icu=Ics=85kA at AC 500V; with relay base; 5a5b | LVS |  | 17627
168449 | AE4000-SWA 3P FIXED, ETRBASE-P3, AX10 | Circuit-breaker; In max=4000A; Icu=Ics=85kA at AC 500V; with relay base; 5a5b | LVS |  | 12962
205154 | AE5000-SW 3P D/O, ETRBASE-P3, AX10 | Circuit-breaker; In max=5000A; Icu=Ics=130kA at AC 500V; with relay base; 5a5b | LVS |  | 35511
205145 | AE5000-SW 3P FIXED, ETRBASE-P3, AX10 | Circuit-breaker; In max=5000A; Icu=Ics=130kA at AC 500V; with relay base; 5a5b | LVS |  | 22862
205155 | AE6300-SW 3P D/O, ETRBASE-P3, AX10 | Circuit-breaker; In max=6300A; Icu=Ics=130kA at AC 500V; with relay base; 5a5b | LVS |  | 35386
205146 | AE6300-SW 3P FIXED, ETRBASE-P3, AX10 | Circuit-breaker; In max=6300A; Icu=Ics=130kA at AC 500V; with relay base; 5a5b | LVS |  | 24505
267210 | AL-05SV | Alarm switch. 1CO; Flying lead; Left or Right hand fitting | LVS |  | 24.8
267228 | ALAX-05SV | Alarm+Auxiliary switch. 1CO, Flying lead, Left or Right hand fitting | LVS |  | 49.4
267236 | AX-05SV | Auxiliary switch. 1CO, Flying lead, Left or Right hand fitting; For 30 to 250A | LVS |  | 24.8
253073 | NF63-SV 3P 50A | Circuit breaker 3pole. In = 50A; Icu = Ics = 7,5kA at AC 440V | LVS |  | 76.7
163943 | GT11-50BAT | GOT Buffer battery for GT11 HMIs for clock and data backup | PİL | PİL | 76
165286 | FX3U-32BL | Battery for PLC types FX3 / FX5 | PİL | PİL | 79.3
130376 | Q6BAT | Lithium Cell for Programmable Controller type Q CPU; CR238L-CN159S 3V | PİL | PİL | 46.9
470796 | Q7BATN | PLC Q Series Battery for CPU; 3 V DC; 6000 mAh | PİL | PİL | 179
470797 | Q7BATN-SET | PLC Q Series Battery for CPU; 3 V DC; 6000 mAh; incl. Battery holder | PİL | PİL | 192
248691 | MR-BAT6V1SET | MR-J4 Battery-Set incl. MR-BAT6V1 | PİL | Pil | 41.3
248692 | MR-BAT6V1 | MR-J4 Battery 6V/1650mAh | PİL | Pil | 36.2
277559 | MR-BAT6V1BJ | MR-J4 Battery for junction battery cable | PİL | Pil | 41.1
281981 | MR-BAT6V1SET-A | MR-JE-B / MR-J4-GF Battery-Set incl. MR-BAT6V1 | PİL | Pil | 41.3
497948 | MR-BAT6V1SET-B | MR-JET Battery-Set incl. MR-BAT6V1 | PİL | Pil | 41.3
4077 | A6BAT | Battery 3.6 V DC | PİL | PİL | 62.5
131168 | ER6 BAT | Lithium cell ER6BAT for robots | PİL | PİL | 50.5
160224 | MR-J3BAT | Battery 3,6V/2000mAH | PİL | PİL | 41.3
103862 | MR-BAT | Lithium battery Round cell 3,6V | PİL | PİL | 62.5
5142 | F2-40BL | Battery F2-40BL for PLC type FX2N | PİL | PİL | 79.3
134139 | A6CON1 | PLC Connection-plug for I/O-Modules Source-Input/Sink-Output, soldering | PLC | Aksesuar | 41.2
134140 | A6CON2 | PLC Connection-plug for I/O-Modules Source-Input/Sink-Output, crimp | PLC | Aksesuar | 46.4
134141 | A6CON3 | PLC Connection-plug for I/O-Modules Source-Input/Sink-Output, wrap | PLC | Aksesuar | 33.5
146923 | A6CON4 | PLC Connection-plug for I/O-Modules as A6CON-1 w/ 45 degree cable-outlet | PLC | Aksesuar | 34.7
284969 | NZ1MEM-16GBSD | SD Memory Card; 16 GByte | PLC | Aksesuar | 2139
284966 | NZ1MEM-2GBSD | SD Memory Card; 2 GByte | PLC | Aksesuar | 428
284967 | NZ1MEM-4GBSD | SD Memory Card; 4 GByte | PLC | Aksesuar | 713
284968 | NZ1MEM-8GBSD | SD Memory Card; 8 GByte | PLC | Aksesuar | 1283
311472 | NZ2MC-16MBS | PLC iQ-R Series SRAM Card 16MB | PLC | Aksesuar | 2183
283684 | NZ2MC-1MBS | PLC iQ-R Series SRAM Card 1MB | PLC | Aksesuar | 504
283683 | NZ2MC-2MBS | PLC iQ-R Series SRAM Card 2MB | PLC | Aksesuar | 840
482872 | NZ2MC-2MBSE | PLC SRAM Card; iQ-R Series; 2MB; with ECC function | PLC | Aksesuar | 1157
283682 | NZ2MC-4MBS | PLC iQ-R Series SRAM Card 4MB | PLC | Aksesuar | 1344
283583 | NZ2MC-8MBS | PLC iQ-R Series SRAM Card 8MB | PLC | Aksesuar | 1679
285495 | NZ2MC-8MBSE | PLC iQ-R Series memory cassette, 8M byte | PLC | Aksesuar | 2015
168347 | A6CON-LP5 | 5-pin connector for CC-Link remote I/O, 10 pieces | PLC | Aksesuar | 189
221540 | USB-CAB-5M | USB 2.0 connection cabel, plug USB A to plug USB B (mini), 5m | PLC | Aksesuar-KABLO | 10.9
213899 | Q170DEMICBL05M | Emergency stop input cable 0.5m | PLC | Aksesuar-KABLO | 92.6
213904 | Q170DEMICBL10M | Emergency stop input cable 10m | PLC | Aksesuar-KABLO | 373
213900 | Q170DEMICBL1M | Emergency stop input cable 1m | PLC | Aksesuar-KABLO | 149
213903 | Q170DEMICBL5M | Emergency stop input cable 5m | PLC | Aksesuar-KABLO | 281
257311 | Q172DSCPU-EXTIO-05M-EG | Cable Q172DSCPU/Q173DSCPU - TB-50-EG , Length 0.5 m | PLC | Aksesuar-KABLO | 188
257312 | Q172DSCPU-EXTIO-1M-EG | Cable Q172DSCPU/Q173DSCPU - TB-50-EG , Length 1 m | PLC | Aksesuar-KABLO | 188
257313 | Q172DSCPU-EXTIO-3M | Cable Q172DSCPU/Q173DSCPU, Length 3 m | PLC | Aksesuar-KABLO | 208
158069 | Q40CBL-15M | PLC Connection cable 40-pin modules (A6CON-type), shielded, length 15 m open end | PLC | Aksesuar-KABLO | 514
157068 | QC10TR | PLC Q Series Tracking-Cable between redundant QnPRHCPU, length 1,0m | PLC | Aksesuar-KABLO | 691
157069 | QC30TR | PLC Q Series Tracking-Cable between redundant QnPRHCPU, length 3,0m | PLC | Aksesuar-KABLO | 951
65776 | FX2N-16EX-ES/UL | PLC, FX2N Modular extension unit; 16 inputs 24 VDC; sink/source | PLC | F PLC | 261
65580 | FX2N-16EYR-ES/UL | PLC, FX2N Modular extension unit; 16 relay outputs | PLC | F PLC | 294
65581 | FX2N-16EYT-ESS/UL | PLC, FX2N Modular extension unit; 16 transistor outputs | PLC | F PLC | 318
65568 | FX2N-32ER-ES/UL | PLC, FX2N Compact extension unit AC 100-240 V; 16 inputs,16 relay outputs | PLC | F PLC | 703
166284 | FX2N-8EX-ES/UL | PLC, FX2N Modular extension unit; 8 inputs | PLC | F PLC | 169
166286 | FX2N-8EYR-ES/UL | PLC, FX2N Modular extension unit; 8 relay outputs | PLC | F PLC | 193
166287 | FX2N-8EYT-ESS/UL | PLC, FX2N Modular extension unit; 8 transistor outputs | PLC | F PLC | 193
231474 | FX3G-14MR/DS | PLC, FX3G Base Unit DC 24 V; 8 inputs DC 24V; 6 relay outputs | PLC | F PLC | 474
231466 | FX3G-14MR/ES | PLC, FX3G Base Unit AC 100-240 V; 8 inputs DC 24V; 6 relay outputs | PLC | F PLC | 474
231478 | FX3G-14MT/DSS | PLC, FX3G Base Unit DC 24 V; 8 inputs DC 24V; 6 transistor outputs | PLC | F PLC | 474
231470 | FX3G-14MT/ESS | PLC, FX3G Base Unit AC 100-240 V; 8 inputs DC 24V; 6 transistor outputs | PLC | F PLC | 474
231475 | FX3G-24MR/DS | PLC, FX3G Base Unit DC 24 V; 14 inputs DC 24V; 10 relay outputs | PLC | F PLC | 544
231467 | FX3G-24MR/ES | PLC, FX3G Base Unit AC 100-240 V; 14 inputs DC 24V; 10 relay outputs | PLC | F PLC | 544
231479 | FX3G-24MT/DSS | PLC, FX3G Base Unit DC 24 V; 14 inputs DC 24V; 10 transistor outputs | PLC | F PLC | 544
231471 | FX3G-24MT/ESS | PLC, FX3G Base Unit AC 100-240 V; 14 inputs DC 24V; 10 transistor outputs | PLC | F PLC | 544
231476 | FX3G-40MR/DS | PLC, FX3G Base Unit DC 24 V; 24 inputs DC 24V; 16 relay outputs | PLC | F PLC | 815
231468 | FX3G-40MR/ES | PLC, FX3G Base Unit AC 100-240 V; 24 inputs DC 24V; 16 relay outputs | PLC | F PLC | 815
231480 | FX3G-40MT/DSS | PLC, FX3G Base Unit DC 24 V; 24 inputs DC 24V; 16 transistor outputs | PLC | F PLC | 815
231472 | FX3G-40MT/ESS | PLC, FX3G Base Unit AC 100-240 V; 24 inputs DC 24V; 16 transistor outputs | PLC | F PLC | 815
231477 | FX3G-60MR/DS | PLC, FX3G Base Unit DC 24 V; 36 inputs DC 24V; 24 relay outputs | PLC | F PLC | 1053
231469 | FX3G-60MR/ES | PLC, FX3G Base Unit AC 100-240 V; 36 inputs DC 24V; 24 relay outputs | PLC | F PLC | 1053
231481 | FX3G-60MT/DSS | PLC, FX3G Base Unit DC 24 V; 36 inputs DC 24V; 24 transistor outputs | PLC | F PLC | 1053
231473 | FX3G-60MT/ESS | PLC, FX3G Base Unit AC 100-240 V; 36 inputs DC 24V; 24 transistor outputs | PLC | F PLC | 1053
269917 | FX3GE-24MR/DS | SPS FX3GE DC24V;14 Inputs DC24V;10xRelay;3xAnalog;Ethernet;USB;RS422 | PLC | F PLC | 705
264869 | FX3GE-24MR/ES | PLC FX3GE AC100-240V;14 Inputs DC24V;10xRelay;3xAnalog;Ethernet;USB;RS422 | PLC | F PLC | 705
269919 | FX3GE-24MT/DSS | SPS FX3GE DC24V;14 Inputs DC24V;10xTrans;3xAnalog;Ethernet;USB;RS422;source | PLC | F PLC | 705
269884 | FX3GE-24MT/ESS | SPS FX3GE AC100-240V;14 Inputs DC24V;10xTrans;3xAnalog;Ethernet;USB;RS422;source | PLC | F PLC | 705
269920 | FX3GE-40MR/DS | SPS FX3GE DC24V;24 Inputs DC24V;16xRelay;3xAnalog;Ethernet;USB;RS422 | PLC | F PLC | 976
264870 | FX3GE-40MR/ES | SPS FX3GE AC100-240V;24 Inputs DC24V;16xRelay;3xAnalog;Ethernet;USB;RS422 | PLC | F PLC | 976
269922 | FX3GE-40MT/DSS | PLC FX3GE DC24V;24 Inputs DC24V;16xTrans;3xAnalog;Ethernet;USB;RS422;source | PLC | F PLC | 976
269916 | FX3GE-40MT/ESS | SPS FX3GE AC100-240V;24 Inputs DC24V;16xTrans;3xAnalog;Ethernet;USB;RS422;source | PLC | F PLC | 976
231486 | FX3U-16MR/ES | PLC, FX3U Base Unit AC 100-240 V: 8 inputs DC 24 V; 8 relay outputs | PLC | F PLC | 629
231503 | FX3U-16MT/DSS | PLC, FX3U Base Unit DC 24 V: 8 inputs DC 24 V; 8 transistor outputs | PLC | F PLC | 629
231492 | FX3U-16MT/ESS | PLC, FX3U Base Unit AC 100-240 V: 8 inputs DC 24 V; 8 transistor outputs | PLC | F PLC | 629
231487 | FX3U-32MR/ES | PLC, FX3U Base Unit AC 100-240 V; 16 inputs DC 24 V; 16 relay outputs | PLC | F PLC | 837
231504 | FX3U-32MT/DSS | PLC, FX3U Base Unit DC 24 V: 16 inputs DC 24 V; 16 transistor outputs | PLC | F PLC | 837
231493 | FX3U-32MT/ESS | PLC, FX3U Base Unit AC 100-240 V; 16 inputs DC 24 V; 16 transistor outputs | PLC | F PLC | 924
221549 | FX3U-3A-ADP | PLC, FX3U analog module, 12 bit; 2 analog inputs, 1 analog output | PLC | F PLC | 303
231500 | FX3U-48MR/DS | PLC, FX3U Base Unit DC 24 V: 24 inputs DC 24 V; 24 relay outputs | PLC | F PLC | 1162
231488 | FX3U-48MR/ES | PLC, FX3U Base Unit AC 100-240 V; 24 inputs DC 24 V; 24 relay outputs | PLC | F PLC | 1150
169508 | FX3U-4AD | PLC, FX3U Analog input module; 16 bit; 4 analog inputs for current or voltage | PLC | F PLC | 467
165241 | FX3U-4AD-ADP | PLC, FX3U Analog input module; 12 bit; 4 analog inputs for current or voltage | PLC | F PLC | 358
165272 | FX3U-4AD-PT-ADP | PLC, FX3U Analog input module for Pt100 elements; 4 Pt100 inputs | PLC | F PLC | 492
165273 | FX3U-4AD-TC-ADP | PLC, FX3U Analog input module for thermo-elements; 4 thermo-coupler inputs | PLC | F PLC | 528
169509 | FX3U-4DA | PLC, FX3U Analog output module; 16 bit; 4 analog outputs for current or voltage | PLC | F PLC | 528
165271 | FX3U-4DA-ADP | PLC, FX3U Analog output module; 12 bit; 4 analog outputs for current or voltage | PLC | F PLC | 409
230104 | FX3U-CF-ADP | PLC, FX3U Data logger module; CF card slot; CSV file format | PLC | F PLC | 1012
285598 | FX0N-30EC | PLC, FX Series Connection Cable for Base and Extension units FX0N/FX2N, 0.30m | PLC | F PLC | 59
45348 | FX0N-65EC | PLC, FX Series Connection Cable for Base and Extension units FX0N/FX2N, 0.65m | PLC | F PLC | 105
66633 | FX2N-48ER-DS | PLC, FX2N Compact extension unit DC 24 V; 24 inputs, 24 relay outputs | PLC | F PLC | 1016
166285 | FX2N-8ER-ES/UL | PLC, FX2N Modular extension unit; 4 inputs, 4 relay outputs | PLC | F PLC | 126
221265 | FX3G-2AD-BD | PLC, FX3G Analog adapter, 2 analog inputs, 12bit | PLC | F PLC | 182
221268 | FX3G-CNV-ADP | PLC, FX3G ADP adapter for FX3U ADP modules | PLC | F PLC | 80.2
221269 | FX3G-EEPROM-32L | PLC, FX3G EEPROM memory cassette/loader; 32k steps PLC program | PLC | F PLC | 190
271687 | FX3S-10MR/DS | FX3S Base Unit DC24V;6 Inputs DC24V;4 Relay Outputs | PLC | F PLC | 313
271695 | FX3S-10MT/DSS | FX3S Base Unit DC24V;6 Inputs DC24V;4 Transistor Outputs (source) | PLC | F PLC | 313
267112 | FX3S-10MT/ESS | FX3S Base Unit AC100-240V;6 Inputs DC24V;4 Transistor Outputs (source) | PLC | F PLC | 313
271688 | FX3S-14MR/DS | FX3S Base Unit DC24V;8 Inputs DC24V;6 Relay Outputs | PLC | F PLC | 334
267113 | FX3S-14MR/ES | FX3S Base Unit AC100-240V;8 Inputs DC24V;6 Relay Outputs | PLC | F PLC | 334
271696 | FX3S-14MT/DSS | FX3S Base Unit DC24V;8 Inputs DC24V;6 Transistor Outputs (source) | PLC | F PLC | 334
271689 | FX3S-20MR/DS | FX3S Base Unit DC24V;12 Inputs DC24V;8 Relay Outputs | PLC | F PLC | 443
267126 | FX3S-20MR/ES | FX3S Base Unit AC100-240V;12 Inputs DC24V;8 Relay Outputs | PLC | F PLC | 443
271697 | FX3S-20MT/DSS | FX3S Base Unit DC24V;12 Inputs DC24V;8 Transistor Outputs (source) | PLC | F PLC | 443
271690 | FX3S-30MR/DS | FX3S Base Unit DC24V;16 Inputs DC24V;14 Relay Outputs | PLC | F PLC | 532
267132 | FX3S-CNV-ADP | FX3S ADP Adaptor for FX3U ADP Modules | PLC | F PLC | 74.4
282202 | FX3S-5DM | PLC, FX3S Display Unit | PLC | F PLC | 108
685401 | FX5S-30MR/ES | #N/A | PLC | F PLC | 529
685463 | FX5S-30MT/ESS | #N/A | PLC | F PLC | 529
685464 | FX5S-40MR/ES | #N/A | PLC | F PLC | 685
685466 | FX5S-40MT/ESS | #N/A | PLC | F PLC | 685
685467 | FX5S-60MR/ES | #N/A | PLC | F PLC | 831
685469 | FX5S-60MT/ESS | #N/A | PLC | F PLC | 831
685470 | FX5-SDCD | PLC iQ-F FX5S SD memory card module | PLC | F PLC | 103
290900 | FX3U-128ASL-M | PLC, FX3U Communication module ASLINK Master | PLC | F PLC | 1238
231491 | FX3U-128MR/ES | PLC, FX3U Base Unit AC 100-240 V: 64 inputs DC 24 V; 64 relay outputs | PLC | F PLC | 2520
231497 | FX3U-128MT/ESS | PLC, FX3U Base Unit AC 100-240 V: 64 inputs DC 24 V; 64 transistor outputs | PLC | F PLC | 2520
248224 | FX3U-16CCL-M | PLC FX Series, FX3U CC-Link Master Module | PLC | F PLC | 574
231498 | FX3U-16MR/DS | PLC, FX3U Base Unit DC 24 V: 8 inputs DC 24 V; 8 relay outputs | PLC | F PLC | 695
165281 | FX3U-232-BD | PLC, FX3U RS232C Interface module; for MELSEC FX3U | PLC | F PLC | 89
232805 | FX3U-2HC | PLC, FX3U High-speed counter module (200kHz) | PLC | F PLC | 818
231499 | FX3U-32MR/DS | PLC, FX3U Base Unit DC 24 V: 16 inputs DC 24 V; 16 relay outputs | PLC | F PLC | 924
206191 | FX3U-485ADP-MB | PLC, FX3U RS485 Interface module, 1:n Multidrop, Modbus RTU/ASCII (master/slave) | PLC | F PLC | 335
231494 | FX3U-48MT/ESS | PLC, FX3U Base Unit AC 100-240 V; 24 inputs DC 24 V; 24 transistor outputs | PLC | F PLC | 1284
214172 | FX3U-4AD-PNK-ADP | SPS, FX3U Analog input module for Pt1000/Ni1000 elements; 4 Pt1000/Ni1000 inputs | PLC | F PLC | 543
214173 | FX3U-4AD-PTW-ADP | SPS, FX3U Analog input module for Pt100 elements; 4 inputs; wide temp. range | PLC | F PLC | 543
232806 | FX3U-4LC | PLC, FX3U Temperature control module, 4 inputs, 4 transistor outputs, PID loop | PLC | F PLC | 805
217915 | FX3U-64CCL | PLC, FX3U Communication module for CC-Link; Slave Modules | PLC | F PLC | 549
166085 | FX3U-64DP-M | PLC, FX3U Communication module for Profibus DP Master connection | PLC | F PLC | 1074
231501 | FX3U-64MR/DS | PLC, FX3U Base Unit DC 24 V: 32 inputs DC 24 V; 32 relay outputs | PLC | F PLC | 1541
231489 | FX3U-64MR/ES | PLC, FX3U Base Unit AC 100-240 V; 32 inputs DC 24 V; 32 relay outputs | PLC | F PLC | 1541
231506 | FX3U-64MT/DSS | PLC, FX3U Base Unit DC 24 V: 32 inputs DC 24 V; 32 transistor outputs | PLC | F PLC | 1541
231495 | FX3U-64MT/ESS | PLC, FX3U Base Unit AC 100-240 V; 32 inputs DC 24 V; 32 transistor outputs | PLC | F PLC | 1541
165268 | FX3U-7DM | PLC, FX Series Display Unit | PLC | F PLC | 229
165287 | FX3U-7DM-HLD | PLC, FX Series Panel Mounting Kit for FX3U-7DM incl. 1.5m cable | PLC | F PLC | 97
231502 | FX3U-80MR/DS | PLC, FX3U Base Unit DC 24 V: 40 inputs DC 24 V; 40 relay outputs | PLC | F PLC | 1919
231490 | FX3U-80MR/ES | PLC, FX3U Base Unit AC 100-240 V; 40 inputs DC 24 V; 40 relay outputs | PLC | F PLC | 1919
231507 | FX3U-80MT/DSS | PLC, FX3U Base Unit DC 24 V: 40 inputs DC 24 V; 40 transistor outputs | PLC | F PLC | 1919
231496 | FX3U-80MT/ESS | PLC, FX3U Base Unit AC 100-240 V; 40 inputs DC 24 V; 40 transistor outputs | PLC | F PLC | 1919
252845 | FX3U-CAN | PLC FX Series, FX3U CAN Module | PLC | F PLC | 780
165285 | FX3U-CNV-BD | PLC, FX3U Communication adapter for MELSEC FX3U ADP special function modules | PLC | F PLC | 89
166086 | FX3U-ENET | PLC, FX3U Communication modul for Ethernet 10/100MBit; RJ45, TCP/IP | PLC | F PLC | 651
248844 | FX3U-ENET-ADP | PLC;FX3U Ethernet Adapter Module | PLC | F PLC | 305
165278 | FX3U-FLROM-16 | PLC, FX3U Flash-RAM memory cassette; 16k steps PLC program | PLC | F PLC | 161
165279 | FX3U-FLROM-64 | PLC, FX3U Series Flash-RAM memory cassette; 64k steps PLC program | PLC | F PLC | 332
165280 | FX3U-FLROM-64L | PLC, FX3U Flash-RAM memory cassette; 64K steps PLC program; incl. copy function | PLC | F PLC | 369
254276 | FX3U-J1939 | PLC FX Series, FX3U 1939 communication Module | PLC | F PLC | 781
165284 | FX3U-USB-BD | PLC, FX3U USB Interface module incl. USB cable (3m) | PLC | F PLC | 180
165288 | FX-USB-AW | PLC, Interface Converter USB/RS422 between PC and MELSEC PLC, 3 m | PLC | F PLC | 274
165275 | FX3U-2HSY-ADP | PLC, FX3U Two-axis positioning module for stepper and servo motors (200 kHz) | PLC | F PLC | 1133
165274 | FX3U-4HSX-ADP | PLC, FX3U High-speed counter module (4x 200 kHz) | PLC | F PLC | 745
267110 | FX3S-10MR/ES | FX3S Base Unit AC100-240V;6 Inputs DC24V;4 Relay Outputs | PLC | F PLC | 313
267125 | FX3S-14MT/ESS | FX3S Base Unit AC100-240V;8 Inputs DC24V;6 Transistor Outputs (source) | PLC | F PLC | 334
231505 | FX3U-48MT/DSS | PLC, FX3U Base Unit DC 24 V: 24 inputs DC 24 V; 24 transistor outputs | PLC | F PLC | 1284
271654 | FX3S-30MR/ES-2AD | FX3S Base Unit AC100-240V;16 Inputs DC24V;14 Relay Outputs;2xAnalog | PLC | F PLC | 625
267128 | FX3S-20MT/ESS | FX3S Base Unit AC100-240V;12 Inputs DC24V;8 Transistor Outputs (source) | PLC | F PLC | 443
66640 | FX2N-232IF | PLC, FX2N RS232C Interface module including memory | PLC | F PLC | 631
65569 | FX2N-32ET-ESS/UL | PLC, FX2N Compact extension unit AC 100-240 V; 16 inputs, 16 transistor outputs | PLC | F PLC | 777
65571 | FX2N-48ER-ES/UL | PLC, FX2N Compact extension unit AC 100-240 V; 24 inputs, 24 relay outputs | PLC | F PLC | 1016
66634 | FX2N-48ET-DSS | PLC, FX2N Compact extension unit DC 24 V; 24 inputs, 24 transistor outputs | PLC | F PLC | 1016
65572 | FX2N-48ET-ESS/UL | PLC, FX2N Compact extension unit AC 100-240 V; 24 inputs, 24 transistor outputs | PLC | F PLC | 1016
70880 | FX2N-CNV-BC | PLC, FX2N Adapter for FX extension or special function modules | PLC | F PLC | 87.6
221266 | FX3G-1DA-BD | PLC, FX3G Analog adapter, 1 analog ouput, 12bit | PLC | F PLC | 166
221254 | FX3G-232-BD | PLC, FX3G Interface module RS232C | PLC | F PLC | 81.5
271701 | FX3G-2EYT-BD | FX3G BD Board 2 Transistor Outputs | PLC | F PLC | 76.5
221252 | FX3G-422-BD | PLC, FX3G Interface adapter RS422 | PLC | F PLC | 81.5
221253 | FX3G-485-BD | PLC, FX3G Interface module RS485, 1:n Multidrop, network expansion until 50 m | PLC | F PLC | 81.5
271699 | FX3G-485-BD-RJ | FX3G RS485 BD Board;RJ45 Connector Type | PLC | F PLC | 80.2
271700 | FX3G-4EX-BD | FX3G BD Board 4 Inputs DC24V | PLC | F PLC | 98.3
221270 | FX3G-5DM | PLC, FX3G Display Unit | PLC | F PLC | 109
221267 | FX3G-8AV-BD | PLC, FX3G Analog setpoint adapter for 8 setpoint values | PLC | F PLC | 81.5
267129 | FX3S-30MR/ES | FX3S Base Unit AC100-240V;16 Inputs DC24V;14 Relay Outputs | PLC | F PLC | 532
271698 | FX3S-30MT/DSS | FX3S Base Unit DC24V;16 Inputs DC24V;14 Transistor Outputs (source) | PLC | F PLC | 532
267131 | FX3S-30MT/ESS | FX3S Base Unit AC100-240V;16 Inputs DC24V;14 Transistor Outputs (source) | PLC | F PLC | 532
271686 | FX3S-30MT/ESS-2AD | FX3S Base Unit AC100-240V;16 Inputs DC24V;14 Transistor Outputs(source);2xAnalog | PLC | F PLC | 625
259298 | FX3U-1PG | PLC FX Series, FX3U 1 axis positioning module | PLC | F PLC | 737
169507 | FX3U-1PSU-5V | PLC, FX Series Power supply module for 5V bus | PLC | F PLC | 297
231512 | FX3U-20SSC-H | PLC, FX3U Two-axis positioning module with SSCNET III for MR-J3-B servo motors | PLC | F PLC | 1595
206190 | FX3U-232ADP-MB | PLC, FX3U RS232C Interface module incl. Modbus RTU/ASCII (master/slave) | PLC | F PLC | 295
194214 | FX3U-32DP | PLC, FX3U PROFIBUS Module; Slave-Station (DP) | PLC | F PLC | 713
165282 | FX3U-422-BD | PLC, FX3U RS422 Interface module; for MELSEC FX3U | PLC | F PLC | 89
165283 | FX3U-485-BD | PLC, FX3U RS485 Interface module, 1:n Multidrop, network expansion until 50 m | PLC | F PLC | 89
237307 | FX3U-8AV-BD | PLC, FX3U analog setpoint adapter for 8 stpoints | PLC | F PLC | 89
210091 | FX3UC-1PS-5V | PLC, FX Series Power Supply module for 5V bus | PLC | F PLC | 303
225142 | FX3U-ENET-P502 | PLC, FX3U Communication module for Ethernet 10/100MBit; RJ45, TCP/IP, MB-support | PLC | F PLC | 840
245565 | FX3U-FLROM-1M | SPS, FX3U(C) Memory cassette;1MB | PLC | F PLC | 332
702905 | FX5-2HC/ES | PLC, FX5 High-speed counter module | PLC | iQ-F | 755
304652 | FX5-16ER/ES | FX5;I/O Extension;8 Inputs;8 Relay Outputs | PLC | iQ-F | 256
304654 | FX5-16ET/ESS | FX5;I/O Extension;8 Inputs;8 Transistor Outputs;source | PLC | iQ-F | 256
297443 | FX5-16ET/ESS-H | FX5;High-speed I/O Module;2x 200kHz Counter;2x 200kpps Pulse Outputs;source | PLC | iQ-F | 481
280505 | FX5-16EX/ES | FX5;I/O Extension;16 Inputs | PLC | iQ-F | 256
280502 | FX5-16EYR/ES | FX5;I/O Extension;16 Relay Outputs | PLC | iQ-F | 256
280504 | FX5-16EYT/ESS | FX5;I/O Extension;16 Transistor Outputs;source | PLC | iQ-F | 256
280509 | FX5-1PSU-5V | FX5;Power Supply Unit 5VDC Bus | PLC | iQ-F | 249
312301 | FX5-20PG-P | FX5;2 axis pulse train positioning module | PLC | iQ-F | 1173
280513 | FX5-232ADP | FX5;Serial Communication Adapter;RS-232 | PLC | iQ-F | 246
280511 | FX5-232-BD | FX5;Serial Communication Board;RS-232 | PLC | iQ-F | 74.7
297457 | FX5-30EC | FX5;Bus Extension cable (0,3m) | PLC | iQ-F | 54.5
297439 | FX5-32ER/DS | FX5;I/O Extension;DC;16 Inputs;16 Relay Outputs | PLC | iQ-F | 599
280506 | FX5-32ER/ES | FX5;I/O Extension;AC;16 Inputs;16 Relay Outputs | PLC | iQ-F | 599
297441 | FX5-32ET/DSS | FX5;I/O Extension;DC;16 Inputs;16 Transistor Outputs;source | PLC | iQ-F | 599
280508 | FX5-32ET/ESS | FX5;I/O Extension;AC;16 Inputs;16 Transistor Outputs;source | PLC | iQ-F | 599
588652 | FX5-40SSC-G | FX5; Simple Motion Module; 4 axes; CC-Link IE TSN | PLC | iQ-F | 1387
281405 | FX5-40SSC-S | FX5; Simple Motion Module; 4 axes (SSCNET III/H) | PLC | iQ-F | 1415
280515 | FX5-422-BD-GOT | FX5;Serial Communication Board;RS-422;Communication to GOT only | PLC | iQ-F | 73.5
280514 | FX5-485ADP | FX5;Serial Communication Adapter;RS-485 | PLC | iQ-F | 246
280512 | FX5-485-BD | FX5;Serial Communication Board;RS-485 | PLC | iQ-F | 73.5
334430 | FX5-4AD | FX5;Analog Input Module;4 channels | PLC | iQ-F | 433
283559 | FX5-4AD-ADP | FX5;Analog Input Module;4 channels | PLC | iQ-F | 332
304298 | FX5-4AD-PT-ADP | FX5;Analog Input Module for Temperature Sensors;Pt100;Ni100;4 channels | PLC | iQ-F | 456
304299 | FX5-4AD-TC-ADP | FX5;Analog Input Module for Thermocouplers (K/J/T/B/R/S);4 channels | PLC | iQ-F | 456
325715 | FX5-4DA | FX5;Analog Output Module;4 channels | PLC | iQ-F | 490
283560 | FX5-4DA-ADP | FX5;Analog Output Module;4 channels | PLC | iQ-F | 379
312298 | FX5-4LC | FX5;Analog Input Module;Pt100/Pt1000/K/J/T/B/R/S/E/N/PLII/W5Re/W26Re/U/L;4 ch | PLC | iQ-F | 676
297458 | FX5-65EC | FX5;Bus Extension cable (0,65m) | PLC | iQ-F | 96.2
588653 | FX5-80SSC-G | FX5; Simple Motion Module; 8 axes; CC-Link IE TSN | PLC | iQ-F | 1636
304187 | FX5-80SSC-S | FX5; Simple Motion Module; 8 axes (SSCNET III/H) | PLC | iQ-F | 1669
312297 | FX5-8AD | FX5;Analog Input Module;Pt100/Ni100/K/J/T/B/R/S;8 channels | PLC | iQ-F | 814
280498 | FX5-8EX/ES | FX5;I/O Extension;8 Inputs | PLC | iQ-F | 160
280499 | FX5-8EYR/ES | FX5;I/O Extension;8 Relay Outputs | PLC | iQ-F | 160
280501 | FX5-8EYT/ESS | FX5;I/O Extension;8 Transistor Outputs;source | PLC | iQ-F | 160
312300 | FX5-ASL-M | FX5;AS-Link Master Module | PLC | iQ-F | 1143
294586 | FX5-C1PS-5V | FX5UC;Power Supply Unit 5VDC Bus | PLC | iQ-F | 249
315636 | FX5-C32ET/DSS-TS | FX5UC;I/O Extension;16 Inputs;16 Transistor Outputs;spring clamp;source | PLC | iQ-F | 457
315552 | FX5-C32EX/DS-TS | FX5UC;I/O Extension;32 Inputs;spring clamp;source | PLC | iQ-F | 373
315554 | FX5-C32EYT/DSS-TS | FX5UC;I/O Extension;32 Transistor Outputs;spring clamp;source | PLC | iQ-F | 457
504910 | FX5-CCLGN-MS | FX5 Communication module; CC Link IE TSN; master/local station | PLC | iQ-F | 483
297444 | FX5-CCLIEF | FX5;CC-Link IE Field Slave Module | PLC | iQ-F | 461
312299 | FX5-CCL-MS | FX5;CC-Link Master / Slave Module | PLC | iQ-F | 482
297456 | FX5-CNV-BC | FX5;Bus Extension cable connector | PLC | iQ-F | 73.5
280510 | FX5-CNV-BUS | FX5;FX3 Bus Conversion Unit | PLC | iQ-F | 73.5
283558 | FX5-CNV-BUSC | FX5UC;FX3 Bus Conversion Unit | PLC | iQ-F | 73.5
297455 | FX5-CNV-IF | FX5;FX5UC Bus converter | PLC | iQ-F | 73.5
283557 | FX5-CNV-IFC | FX5UC;FX5U Bus Converter | PLC | iQ-F | 73.5
409822 | FX5-DP-M | FX5 Communication module; Profibus-DP Master Module | PLC | iQ-F | 901
409823 | FX5-ENET | FX5 Communication module; Ethernet; MQTT; EMAIL | PLC | iQ-F | 601
409824 | FX5-ENET/IP | FX5 Communication module; EtherNet/IP | PLC | iQ-F | 601
589146 | FX5-OPC | FX5 OPC UA Server Module | PLC | iQ-F | 583
492982 | FX5-SF-8DI4 | PLC Safety Extension Module; iQ-F; 8 (4 redundant) inputs | PLC | iQ-F | 667
492981 | FX5-SF-MU4T5 | PLC Safety Main Module; iQ-F; 4 (2 redundant) inputs; 4 (2 redundant) ouputs | PLC | iQ-F | 943
297436 | FX5U-32MR/DS | FX5U;CPU;DC;16 Inputs;16 Relay Outputs;3xAnalog;Eth;RS-485 | PLC | iQ-F | 687
280489 | FX5U-32MR/ES | FX5U;CPU;AC;16 Inputs;16 Relay Outputs;3xAnalog;Eth;RS-485 | PLC | iQ-F | 687
297438 | FX5U-32MT/DSS | FX5U;CPU;DC;16 Inputs;16 Transistor Outputs;3xAnalog;Eth;RS-485;source | PLC | iQ-F | 687
280491 | FX5U-32MT/ESS | FX5U;CPU;AC;16 Inputs;16 Transistor Outputs;3xAnalog;Eth;RS-485;source | PLC | iQ-F | 687
301923 | FX5U-64MR/DS | FX5U;CPU;DC;32 Inputs;32 Relay Outputs;3xAnalog;Eth;RS-485 | PLC | iQ-F | 1095
280492 | FX5U-64MR/ES | FX5U;CPU;AC;32 Inputs;32 Relay Outputs;3xAnalog;Eth;RS-485 | PLC | iQ-F | 1095
301945 | FX5U-64MT/DSS | FX5U;CPU;DC;32 Inputs;32 Transistor Outputs;3xAnalog;Eth;RS-485;source | PLC | iQ-F | 1095
280494 | FX5U-64MT/ESS | FX5U;CPU;AC;32 Inputs;32 Transistor Outputs;3xAnalog;Eth;RS-485;source | PLC | iQ-F | 1095
301946 | FX5U-80MR/DS | FX5U;CPU;DC;40 Inputs;40 Relay Outputs;3xAnalog;Eth;RS-485 | PLC | iQ-F | 1311
280495 | FX5U-80MR/ES | FX5U;CPU;AC;40 Inputs;40 Relay Outputs;3xAnalog;Eth;RS-485 | PLC | iQ-F | 1311
301948 | FX5U-80MT/DSS | FX5U;CPU;DC;40 Inputs;40 Transistor Outputs;3xAnalog;Eth;RS-485;source | PLC | iQ-F | 1311
280497 | FX5U-80MT/ESS | FX5U;CPU;AC;40 Inputs;40 Transistor Outputs;3xAnalog;Eth;RS-485;source | PLC | iQ-F | 1311
315551 | FX5UC-32MT/DSS-TS | FX5UC;CPU;DC;16 Inputs;16 Transistor Outputs;Eth;RS-485;spring clamp;source | PLC | iQ-F | 687
492973 | FX5UJ-24MT/ES | PLC CPU Module; iQ-F; AC; 14 Inputs; 10 Transistor Outputs; sink; Eth.; SD; USB | PLC | iQ-F | 496
696207 | FX5UJ-24MR/DS | PLC CPU Module; iQ-F; DC; 14 Inputs; 10 Relay Outputs; Ethernet; SD; USB | PLC | iQ-F | 496
696208 | FX5UJ-24MR/DS | PLC CPU Module; iQ-F; DC; 14 Inputs; 10 Transistor Outputs; sink; Eth.; SD; USB | PLC | iQ-F | 496
696209 | FX5UJ-24MT/DSS | PLC CPU Module; iQ-F; DC; 14 Inputs; 10 Transistor Outputs source; Eth.; SD; USB | PLC | iQ-F | 496
492972 | FX5UJ-24MR/ES | PLC CPU Module; iQ-F; AC; 14 Inputs; 10 Relay Outputs; Ethernet; SD; USB | PLC | iQ-F | 496
492974 | FX5UJ-24MT/ESS | PLC CPU Module; iQ-F; AC; 14 Inputs; 10 Transistor Outputs source; Eth.; SD; USB | PLC | iQ-F | 496
597209 | FX5-4A-ADP | FX5 Analog I/O expansion adapter; 2 inputs, 2 outputs; voltage/current | PLC | iQ-F | 363
315550 | FX5UC-32MT/DS-TS | FX5UC;CPU;DC;16 Inputs;16 Transistor Outputs;Eth;RS-485;spring clamp;sink | PLC | iQ-F | 687
164816 | MX-MAE-M6 | MX Mitsubishi Alarm Editor Configurationsoftware for Mitsubishi Alarm Modems M6 | PLC | iQ-F | 85
164817 | MX-MAE-M100 | MX Mitsubishi Alarm Editor Pro Configuration-SW Professional for Modems M20/24 | PLC | iQ-F | 270
733089 | MXF100-8-N32 | MX-F CPU Module,8 Motion Axes,16 Input,16 Transistor Output sink,USB-C,TSN,SD | PLC | iQ-F | 3794
733090 | MXF100-8-P32 | MX-F CPU Module,8 Motion Axes,16 Input,16 Transistor Output source,USB-C,TSN,SD | PLC | iQ-F | 3794
733091 | MXF100-16-N32 | MX-F CPU Module,16 Motion Axes,16 Input,16 Transistor Output sink,USB-C,TSN,SD | PLC | iQ-F | 4268
733092 | MXF100-16-P32 | MX-F CPU Module,16 Motion Axes,16 Input,16 Transistor Output source,USB-C,TSN,SD | PLC | iQ-F | 4268
733093 | MXF100-X32 | MX-F I/O Module, 32 digital inputs | PLC | iQ-F | 373
733094 | MXF100-Y16R | MX-F I/O Module, 16 Relay Outputs | PLC | iQ-F | 280
733095 | MXF100-Y32N | MX-F I/O Module, 32 Transistor Outputs sink | PLC | iQ-F | 457
733096 | MXF100-Y32P | MX-F I/O Module, 32 Transistor Outputs source | PLC | iQ-F | 457
733097 | MXF100-H32N | MX-F I/O Module, 16 digital inputs, 16 Transistor Outputs sink | PLC | iQ-F | 457
733098 | MXF100-H32P | MX-F I/O Module, 16 digital inputs, 16 Transistor Outputs source | PLC | iQ-F | 457
145309 | MX Components V0300-1L0C-E | MS-WIN-Kommunikations-Softw. for MELSEC PLC ; supports Active-X | PLC | SOFTWARE | 752
145310 | MX Components V0300-2L0C-E-2 & MORE | MS-WIN-Kommunikations-Softw. for MELSEC PLC ; supports Active-X, from 2.licence | PLC | SOFTWARE | 375
147004 | MX Sheet V0100-1L0C-E | MS-WIN-Software for MS-EXCEL for MELSEC PLC ; eng. | PLC | SOFTWARE | 801
147005 | MX Sheet V0100-1L0C-E 2&More | MS-WIN-Software for MS-EXCEL for MELSEC PLC ; eng., from 2.licence | PLC | SOFTWARE | 401
168915 | MX Change V0300-1L0C-E | MX CHANGE V0300-1L0C-E | PLC | SOFTWARE | 140
221608 | MX OPC Server V0600-1L0C-E | MS-WIN OPC Server;for MELSEC PLC;eng;MELSOFT pack with CD;without converter;1 pc | PLC | SOFTWARE | 572
259728 | MX Component 2L-USB | MS-WIN Communication Software for MELSEC PLC, supports Active-X, 2 Licences USB | PLC | SOFTWARE | 331
259729 | MX Component 5L-USB | MS-WIN Communication Software for MELSEC PLC, supports Active-X, 5 Licences USB | PLC | SOFTWARE | 730
259731 | MX Sheet 2L-USB | MS-WIN Chart Software based on MS-EXCEL, no MX Component, 2 Licences USB | PLC | SOFTWARE | 383
259732 | MX Sheet V02-5L0C-E | MS-WIN-Chart-SW based on MS-EXCEL-Software for all MELSEC PLC;DVD;5 PC´s | PLC | SOFTWARE | 728
282994 | MX OPC Server UA V0201-1L0C-E | MX OPC Server UA V2.01 | PLC | SOFTWARE | 118
298399 | MX Sheet V03-2L0C-E + MX Component | MS-WIN-Chart-SW based on MS-EXCEL for all MELSEC PLC (Includes MX Component) | PLC | SOFTWARE | 379
308407 | MX MES Interface-R-1L-E | PLC iQ-R Series MES configuration tool; English | PLC | SOFTWARE | 328
331887 | MX Component Android V01-2L0C-E | MS-WIN-Communication-SW for MELSEC PLC;Android Version;2 PC´s | PLC | SOFTWARE | 128
331888 | MX Component iOS V01-2L0C-E | MS-WIN-Communication-SW for MELSEC PLC;iOS Version;2 PC´s | PLC | SOFTWARE | 128
336237 | MX OPC Server DA V0700-1L0C-E | MS-WIN OPC Server;for MELSEC PLC;eng;MELSOFT pack with USB;without converter;1pc | PLC | SOFTWARE | 566
336238 | MX OPC Server UA V0300-1L0C-E | MX OPC Server UA; all MELSEC PLC; English; USB | PLC | SOFTWARE | 726
614406 | MX Component V05-200L0C-E | MS-WIN-Communication-SW for MELSEC PLC;supports Active-X;USB;200 PCs | PLC | SOFTWARE | 34754
620802 | MX Component V05-50L0C-E | MS-WIN-Communication-SW for MELSEC PLC;supports Active-X;USB;50 PCs | PLC | SOFTWARE | 34754
736444 | MX Component | MS-WIN Communication Software for MELSEC PLC, supports Active-X, 1 Licence Email | PLC | SOFTWARE | 140
736445 | MX Sheet | MS-WIN Chart Software based on MS-EXCEL, no MX Component, 1 Licence Email | PLC | SOFTWARE | 174
743514 | MXR300-16 | MX-R CPU Module, 16 Motion Axes, USB-C, TSN, SD | PLC | IQR | 9140
743515 | MXR300-32 | MX-R CPU Module, 32 Motion Axes, USB-C, TSN, SD | PLC | IQR | 11577
743516 | MXR300-64 | MX-R CPU Module, 64 Motion Axes, USB-C, TSN, SD | PLC | IQR | 15842
743517 | MXR500-128 | MX-R High performance CPU Module, 128 Motion Axes, USB-C, TSN, SD | PLC | IQR | 22848
743518 | MXR500-256 | MX-R High performance CPU Module, 256 Motion Axes, USB-C, TSN, SD | PLC | IQR | 27418
231731 | GX Configurator DP V07-1L0C-M | PROFIBUS-Software for Q,QnA+FX;eng+ger;MELSOFT Pack with USB;1 pc | PLC | SOFTWARE | 372
234630 | GX Works2 V01-2L0C-E | PLC Programming Software for MELSEC Q/L/F, English, 2 Licences USB | PLC | SOFTWARE | 800
284378 | GX Works3 V01-2L0C-E | PLC Programming Software for MELSEC iQ-R/F, English, 2 Licences USB | PLC | SOFTWARE | 435
284379 | GX Works3 V01-5L0C-E | PLC Programming Software for MELSEC iQ-R/F, English, 5 Licences USB | PLC | SOFTWARE | 1078
286227 | iQ Works V02-2L0C-E | iQ Works V2.0,inc Navigator/GX/GT/MT Works/RT Toolbox3 inc SIM,Eng,2 Licence USB | PLC | SOFTWARE | 748
286228 | iQ Works V02-5L0C-E | iQ Works V2.0,inc Navigator/GX/GT/MT Works/RT Toolbox3 inc SIM,Eng,5 Licence USB | PLC | SOFTWARE | 1790
736441 | GX Works2 | PLC Programming Software for MELSEC Q/L/F, English, 1 Licence Email | PLC | SOFTWARE | 383
736442 | GX Works3 | PLC Programming Software for MELSEC iQ-R/F, English, 1 Licence Email | PLC | SOFTWARE | 209
736443 | MR Configurator2 | MELSERVO Setup Software for MR-JE/-J3/-J4/-J5, 1 Licence Email | PLC | SOFTWARE | 140
736446 | RT ToolBox3 Pro | Robot Programming/Simulation Software, MELFA-Works, Win10/11, 1 Licence Email | PLC | SOFTWARE | 1391
736447 | RT ToolBox3 Standard | Robot Programming/Simulation Software, Win10/11, 1 Licence Email | PLC | SOFTWARE | 418
736448 | RT VisualBox | Vis Robot Programming/Simulation SW for MELFA ASSISTA, Win10/11, 1 Licence Email | PLC | SOFTWARE | 279
736449 | iQ Works | iQ Works,inc Navigator/GX/GT/MT Works/RT Toolbox3 inc SIM,Eng,1 Licence Email | PLC | SOFTWARE | 348
736368 | iQ Works Edu Site Licence | iQ Works for Educational Purposes, Site Licence Email | PLC | SOFTWARE | 696
736450 | iQ Works Site Licence | iQ Works,inc Navigator/GX/GT/MT Works/RT Toolbox3 inc SIM,Eng,Site Licence Email | PLC | SOFTWARE | 3476
306667 | MX-MES-Interface-1L-E | PLC Q Series MES configuration tool; English | PLC | SOFTWARE | 409
492576 | SW1DNC-EIPUTL-E | Utility software package for Q Series EtherNet/IP module QJ71EIP71; CD-ROM | PLC | SOFTWARE | 402
260881 | SW1DND-CWWLQ24-E | CW Workbench; Engineering tool for Q24DHCCPU-V/-VG C Controller; English; DVD | PLC | SOFTWARE | 3599
290880 | SW1DND-CWWR-E | CW Workbench; Engineering tool for R12CCPU-V, RD55UP06-V; English; DVD | PLC | SOFTWARE | 3599
290881 | SW1DND-RCCPU-E | CW Configurator; iQ-R C Controller module setting/monitoring tool; English; DVD | PLC | SOFTWARE | 234
312974 | SW1DND-ROPCUA-E | MX OPC UA Module Configurator-R | PLC | SOFTWARE | 409
136575 | Q32CBL-3M | PLC Connection cable 37-pin (Sub-D-type), length 3 m, open end | PLC-MODULAR | Aksesuar-KABLO | 126
136576 | Q32CBL-5M | PLC Connection cable 37-pin (Sub-D-type), length 5 m, open end | PLC-MODULAR | Aksesuar-KABLO | 149
158068 | Q40CBL-10M | PLC Connection cable 40-pin modules (A6CON-type), shielded, length 10 m open end | PLC-MODULAR | Aksesuar-KABLO | 523
140991 | Q40CBL-3M | PLC Connection cable 40-pin modules (A6CON-type), shielded, length 3 m, open end | PLC-MODULAR | Aksesuar-KABLO | 209
140997 | Q40CBL-5M | PLC Connection cable 40-pin modules (A6CON-type), shielded, length 5 m open end | PLC-MODULAR | Aksesuar-KABLO | 303
290898 | LJ51AW12AL | PLC L Series AnyWireASLINK Master | PLC-MODULAR | L | 2230
244976 | L02CPU-P | PLC,L-Series CPU;1024/8192EA;20k;16 In-/8 Output;Ethernet;Source Logic | PLC-MODULAR | L | 1520
269668 | L02SCPU-P | PLC,L-Series CPU;without data logger;20k Steps;16 In-/8 Output;RS232;Source Logi | PLC-MODULAR | L | 1196
269670 | L06CPU-P | PLC,L-Series CPU;1024/8192EA;60k Steps;16 In-/8 Output;Ethernet;Source Logic | PLC-MODULAR | L | 2827
269669 | L26CPU-P | PLC,L-Series CPU;4096/8192EA;260k Steps;16 In-/8 Output;Ethernet;Source Logic | PLC-MODULAR | L | 8462
244977 | L26CPU-PBT | PLC,L-Series CPU;4096/8192EA;260k;16 In-/8 Output;Eth.;CC-Link;Source Logic | PLC-MODULAR | L | 10074
269673 | L60AD2DA2 | SPS,L-Serie Analogue-Combi Module;2 In/2 Outputs;-10-10VDC;0-20mADC;1/12000 Res | PLC-MODULAR | L | 704
238091 | L60AD4 | SPS, L-Serie Analog Input Module; Current/Voltage; 4 Inputs | PLC-MODULAR | L | 666
279065 | L60ADIL8 | PLC L-Series 8 channels analog input, Analog-digital conversion (current) module | PLC-MODULAR | L | 665
279071 | L60ADVL8 | PLC L-Series 8 channels analog input, Analog-digital conversion (voltage) module | PLC-MODULAR | L | 665
238092 | L60DA4 | SPS, L-Serie Analog Output Module; Current/Voltage; 4 Outputs | PLC-MODULAR | L | 949
304545 | L60DAIL8 | PLC, L series Output module; 8 channel analogue channel output | PLC-MODULAR | L | 766
304494 | L60DAVL8 | PLC, L-Series Analog output module; 8 channel Outputs | PLC-MODULAR | L | 766
279072 | L60MD4-G | PLC L-Series Multiple input (voltage/ current/ temperature) module | PLC-MODULAR | L | 665
289962 | L60RD8 | PLC L-Series 8 channels analog input, RTD | PLC-MODULAR | L | 860
246348 | L60TCRT4 | SPS, L-Serie PT100 Module;4 channels;Transistor Output | PLC-MODULAR | L | 2103
246347 | L60TCTT4 | SPS, L-Serie Thermocoupler Module;4 channels;Transistor Output | PLC-MODULAR | L | 2103
238063 | L61P | PLC, L-Series Power Supply; 100-240 VAC; Output 5VDC, 5A | PLC-MODULAR | L | 236
238064 | L63P | PLC, L-Series Power Supply; 24 VDC; Output 5VDC, 5A | PLC-MODULAR | L | 589
273657 | L6ADP-R4 | PLC, L-Series Serial Module; RS422/485; 115,2 kbps | PLC-MODULAR | L | 310
238058 | L6DSPU | PLC, L-Series Display; 16 characters x 4 lines; green/red switch.; optional | PLC-MODULAR | L | 604
249151 | L6EC | SPS L Serie;End Cover for System Extension | PLC-MODULAR | L | 220
247227 | L6EXB | SPS L Serie;Branch Module for System Extension;OUT | PLC-MODULAR | L | 276
247226 | L6EXE | SPS L Serie;Branch Module for System Extension;IN | PLC-MODULAR | L | 276
277553 | L6TE-18S | PLC, L-Series Spring Clamp Terminalblock | PLC-MODULAR | L | 95.5
247228 | LC06E | SPS L Serie;Cabel for Branch Modul for System Extension;0,6m | PLC-MODULAR | L | 126
247229 | LC10E | SPS L Serie;Cabel for Branch Modul for System Extension;1,0m | PLC-MODULAR | L | 206
247230 | LC30E | SPS L Serie;Cabel for Branch Modul for System Extension;3,0m | PLC-MODULAR | L | 502
296588 | LD40PD01 | PLC, L-Series High-Speed I/O Module | PLC-MODULAR | L | 2191
238097 | LD62 | PLC, L-Series High-Speed Counter Module; 2 channel; 5/12/24 VDC; 200 kpps | PLC-MODULAR | L | 1429
238098 | LD62D | PLC, L-Series High-Speed Counter Module; 2 channel; differential; 500 kpps | PLC-MODULAR | L | 1390
251448 | LD75D1 | PLC, L-Series Positioning Module; 1 Axis; Output 4 Mpps; differential driver | PLC-MODULAR | L | 1475
251449 | LD75D2 | PLC, L-Series Positioning Module; 2 Axis; Output 4 Mpps; differential driver | PLC-MODULAR | L | 2230
238095 | LD75D4 | PLC, L-Series Positioning Module; 4 Axis; Output 4 Mpps; differential driver | PLC-MODULAR | L | 2947
251446 | LD75P1 | PLC, L-Series Positioning Module; 1 Axis; Output 200kpps; open collector | PLC-MODULAR | L | 1419
251447 | LD75P2 | PLC, L-Series Positioning Module; 2 Axis; Output 200 kpps; open collector | PLC-MODULAR | L | 1843
238096 | LD75P4 | PLC, L-Series Positioning Module; 4 Axis; Output 200 kpps; open collector | PLC-MODULAR | L | 3242
268200 | LD77MS4 | L-Series Simple Motion Module; 4 Axes (SSCNET III/H) | PLC-MODULAR | L | 3504
269672 | LH42C4PT1P | SPS,L-Series I/O Module;32 In/32 Outputs;Transist.;24VDC In/12-24VDC Out;Source | PLC-MODULAR | L | 1212
238099 | LJ61BT11 | SPS, L-Serie CC-Link Master/Slave Module; CC-Link Version 2 | PLC-MODULAR | L | 593
238093 | LJ71C24 | SPS, L-Serie Serial Interface Module; 1 x RS232; 1 x RS422/485 | PLC-MODULAR | L | 1131
238094 | LJ71C24-R2 | SPS, L-Serie Serial Interface Module; 2 x RS232 | PLC-MODULAR | L | 1244
263072 | LJ71E71-100 | L-series Ethernet Interface Module | PLC-MODULAR | L | 1139
246346 | LJ71GF11-T2 | SPS, L-Serie CC-Link IE Field Master/Slave Module; 1 Gbps; cat5e | PLC-MODULAR | L | 1676
238100 | LJ72GF15-T2 | SPS, L-Serie CC-Link IE Field Remote I/O Headmodule; 1 Gbps; cat5e | PLC-MODULAR | L | 1225
271040 | LJ72MS15 | SPS,L-Series SSCNETIII/H Headstation | PLC-MODULAR | L | 1225
255567 | LX28 | PLC, L-Series Input Module; 100-240 ; 8 Inputs | PLC-MODULAR | L | 276
238085 | LX40C6 | PLC, L-Series Input Module; 24 VDC; 16 Inputs; sink/source; terminal block | PLC-MODULAR | L | 404
238086 | LX41C4 | PLC, L-Series Input Module; 24 VDC; 32 Inputs; sink/source; A6CON | PLC-MODULAR | L | 712
238087 | LX42C4 | PLC, L-Series Input Module; 24 VDC; 64 Inputs; sink/source; A6CON | PLC-MODULAR | L | 1139
238088 | LY10R2 | SPS, L-Serie Output Module; 24 VDC,240VAC; 16 Outputs; Relay 2A | PLC-MODULAR | L | 534
255566 | LX10 | PLC, L-Series Input Module; 100-120 ; 16 Inputs | PLC-MODULAR | L | 346
242168 | LY40PT5P | SPS, L-Serie Output Module; 12-24 VDC; 16 Outputs; source 0,5A; terminal block | PLC-MODULAR | L | 595
242169 | LY41PT1P | SPS, L-Serie Output Module; 12-24 VDC; 32 Outputs; source 0,1A; A6CON | PLC-MODULAR | L | 976
242170 | LY42PT1P | SPS, L-Serie Output Module; 12-24 VDC; 64 Outputs; source 0,1A; A6CON | PLC-MODULAR | L | 1323
245825 | ME1IOL6-L | PLC L Series IO-Link Master Module; 6 channels | PLC-MODULAR | L | 1939
268527 | ME1PB1-L | PLC L-Series Profibus Mastermodule; DP-V1 Protocol; 12MBaud; IEC61158/EN50170 | PLC-MODULAR | L | 1518
278167 | ME2PB1-L | PLC L-Series; Profibus Slave Modul | PLC-MODULAR | L | 2273
283159 | ME3CAN1-L | PLC L Series; CAN Network Module | PLC-MODULAR | L | 1549
279074 | LY18R2A | PLC L-Series Independent output at all points relay output module | PLC-MODULAR | L | 431
238059 | L6ADP-R2 | PLC, L-Series Serial Module; RS232; 115,2 kbps | PLC-MODULAR | L | 268
238062 | L6EC-ET | PLC, L-Series End cover; End cover with error terminal | PLC-MODULAR | L | 257
268199 | LD77MS2 | L-Series Simple Motion Module; 2 Axes (SSCNET III/H) | PLC-MODULAR | L | 2249
268201 | LD77MS16 | L-Series Simple Motion Module; 16 Axes (SSCNET III/H) | PLC-MODULAR | L | 4550
238057 | L02CPU | PLC, L-Series CPU; 1024/8192EA; 20k Steps; 16 In-/8 Outputd; Ethernet | PLC-MODULAR | L | 1520
246350 | L60TCRT4BW | SPS, L-Serie PT100 Module;4 channels;Transistor Output;sensor monitoring | PLC-MODULAR | L | 2733
246349 | L60TCTT4BW | SPS, L-Serie Thermocoupler Module;4 channels;Transistor Output;sensor monitoring | PLC-MODULAR | L | 2733
269671 | LH42C4NT1P | SPS,L-Series I/O Module;32 In/32 Outputs;Transist.;24VDC In/12-24VDC Out;Sink | PLC-MODULAR | L | 1139
284432 | LJ61CL12 | SPS, L-Serie CC-Link/LT master Module; CC-Link Version 2 | PLC-MODULAR | L | 578
255568 | LY20S6 | SPS, L-Serie Output Module; 100-240 VAC; 16 Outputs | PLC-MODULAR | L | 587
279075 | LY28S1A | PLC L-Series Independent output at all points triac output module | PLC-MODULAR | L | 473
242167 | LY40NT5P | SPS, L-Serie Output Module; 12-24 VDC; 16 Outputs; sink 0,5A; terminal block | PLC-MODULAR | L | 451
238089 | LY41NT1P | SPS, L-Serie Output Module; 12-24 VDC; 32 Outputs; sink 0,1A; A6CON | PLC-MODULAR | L | 712
238090 | LY42NT1P | SPS, L-Serie Output Module; 12-24 VDC; 64 Outputs; sink 0,1A; A6CON | PLC-MODULAR | L | 1139
229931 | ME1AD8HAI-Q | PLC Q Series analog module; HART; 8 inputs; current 0/4..20mA | PLC-MODULAR | Q | 3158
236649 | ME1DA6HAI-Q | PLC Q Series analog module; HART; 6 outputs; current 0/4..20mA | PLC-MODULAR | Q | 1799
257846 | ME1X16NA-Q | PLC Q Series Namur input module, 16 channels | PLC-MODULAR | Q | 2225
278799 | ME3CAN1-Q | PLC Q Series; CAN Network Module | PLC-MODULAR | Q | 1514
260296 | Q24DHCCPU-V | PLC Q Series CPU module, C/C++ CPU; 512 MB program capacity; VxWorks6.8.1 | PLC-MODULAR | Q | 8431
208816 | QJ71GP21S-SX | PLC Q Series CC-Link IE Master/Local Unit, 1Gbps Fibre optic GI, ext Powersupply | PLC-MODULAR | Q | 3376
266161 | Q03UDVCPU | PLC Q Series iQ CPU module;4096 EA;1.9 ns/log. Com.;30k steps;Ethernet;USB;SD | PLC-MODULAR | Q | 2087
266162 | Q04UDVCPU | PLC Q Series iQ CPU module;4096 EA;1.9 ns/log. Com.;40k steps;Ethernet;USB;SD | PLC-MODULAR | Q | 3531
266163 | Q06UDVCPU | PLC Q Series iQ CPU module;4096 EA;1.9 ns/log. Com.;60k steps;Ethernet;USB;SD | PLC-MODULAR | Q | 4237
221925 | Q12DCCPU-V | PLC Q Series CPU module, C/C++ CPU; 128 MB program capacity; VxWorks6.4 | PLC-MODULAR | Q | 4110
266164 | Q13UDVCPU | PLC Q Series iQ CPU module;4096 EA;1.9 ns/log. Com.;130k steps;Ethernet;USB;SD | PLC-MODULAR | Q | 9971
248700 | Q172DSCPU | 16-axis QDS-Motion Controller CPU (SSCNET III/H) | PLC-MODULAR | Q | 5225
248701 | Q173DSCPU | 32-axis QDS-Motion Controller CPU (SSCNET III/H) | PLC-MODULAR | Q | 9337
147284 | Q33SB | PLC Q Series Base unit Q61SP power supply + CPU + 3 I/O slots | PLC-MODULAR | Q | 323
266165 | Q26UDVCPU | PLC Q Series iQ CPU module;4096 EA;1.9 ns/log. Com.;260k steps;Ethernet;USB;SD | PLC-MODULAR | Q | 12595
129566 | Q312B | PLC Q Series 12 Slots, Base unit power supply + CPU + 12 I/O slots | PLC-MODULAR | Q | 587
207609 | Q312DB | PLC Q Series Base unit iQ CPU, power supply, 12 I/O slots | PLC-MODULAR | Q | 712
136369 | Q33B | PLC Q Series Base unit power supply + CPU + 3 I/O slots | PLC-MODULAR | Q | 358
127586 | Q35B | PLC Q Series Base unit power supply + CPU + 5 I/O slots | PLC-MODULAR | Q | 323
249091 | Q35DB | PLC Q Series; baseunit iQ CPU; power supply; 5 I/O slots | PLC-MODULAR | Q | 495
127624 | Q38B | PLC Q Series Base unit power supply + CPU + 8 I/O slots | PLC-MODULAR | Q | 469
207608 | Q38DB | PLC Q Series High Speed Base Unit; multiple CPU, power supply, 8 I/O slots | PLC-MODULAR | Q | 561
157067 | Q38RB | PLC, SystemQ Redundant Base Rack for 2xQ64RP, 8 IO Modules | PLC-MODULAR | Q | 952
266134 | Q4MCA-1MBS | SPS SystemQ iQ SRAM memory cassette for QnUDVCPU;1MB | PLC-MODULAR | Q | 712
266155 | Q4MCA-2MBS | SPS SystemQ iQ SRAM memory cassette for QnUDVCPU;2MB | PLC-MODULAR | Q | 1187
266156 | Q4MCA-4MBS | SPS SystemQ iQ SRAM memory cassette for QnUDVCPU;4MB | PLC-MODULAR | Q | 1899
266157 | Q4MCA-8MBS | SPS SystemQ iQ SRAM memory cassette for QnUDVCPU;8MB | PLC-MODULAR | Q | 2374
140376 | Q52B | PLC Q Series Extension unit only 2 I/O slots, no powersupply needed (25) | PLC-MODULAR | Q | 323
140377 | Q55B | PLC Q Series Extension unit only 5 I/O slots, power supply bot needed (25) | PLC-MODULAR | Q | 376
129579 | Q612B | PLC Q Series Extension unit power supply + 12 I/O slots | PLC-MODULAR | Q | 631
190235 | Q61P | PLC Q Series Power supply 100-240 V AC input, 5 V DC 6 A output | PLC-MODULAR | Q | 258
221860 | Q61P-D | PLC Q Series Power supply; 100-240V AC input; 5V DC 6A output; life detection | PLC-MODULAR | Q | 399
200689 | Q62DAN | PLC Q Series 2 channel analog output module voltage/current;isolat. power supply | PLC-MODULAR | Q | 762
140379 | Q62P | PLC Q Series Power supply 100-240V AC input, 5V DC/3A output+24V DC/0.6A output | PLC-MODULAR | Q | 425
136370 | Q63B | PLC Q Series Extension unit power supply + 3 I/O slots | PLC-MODULAR | Q | 391
136371 | Q63P | PLC Q Series Power supply 24 V DC input, 5 V DC 6 A output | PLC-MODULAR | Q | 648
166091 | Q63RP | PLC Q Series Power supply for Q38RB/Q68RB for 24V DC input, 5VDC 8,5A output | PLC-MODULAR | Q | 1643
129615 | Q64AD | PLC Q Series 4 channel analog input module voltage/current | PLC-MODULAR | Q | 668
229238 | Q64AD2DA | PLC Q Series analog module; 4in-,2outputs; current and voltage 0/4..20mA | PLC-MODULAR | Q | 1187
143542 | Q64AD-GH | PLC Q Series 4 channel analog input module, high-resolution, galvanic isolated | PLC-MODULAR | Q | 1551
266158 | Q64DAH | PLC Q series;analogue output module;4 channels | PLC-MODULAR | Q | 1721
200690 | Q64DAN | PLC Q Series 4 channel analog output module voltage/current;isolat. power supply | PLC-MODULAR | Q | 959
217627 | Q64PN | PLC Q Series Power supply 100-240 V AC input, 5 V DC 8,5 A output | PLC-MODULAR | Q | 589
137592 | Q64RD | PLC Q Series Temperature input module 4 channel Pt100 | PLC-MODULAR | Q | 1164
154749 | Q64RD-G | PLC Q Series Temperature input module 4 channel Pt100, galvanic isolated | PLC-MODULAR | Q | 1513
283021 | Q64RPN | PLC Q Series Power supply 100-240V AC input, 5VDC/8.5A output | PLC-MODULAR | Q | 1597
255458 | Q64TCRTBWN | PLC Q Series Temperature control unit 4 channel Pt100; broken wire detection | PLC-MODULAR | Q | 3052
255456 | Q64TCRTN | PLC Q Series Temperature control unit 4 channel Pt100 | PLC-MODULAR | Q | 2348
255457 | Q64TCTTBWN | PLC Q Series Temperature control unit 4 channel R,K,J,T,S,B,E;broken wire detect | PLC-MODULAR | Q | 3052
255455 | Q64TCTTN | PLC Q Series Temperature control unit 4 channel R,K,J,T,S,B,E | PLC-MODULAR | Q | 2348
137591 | Q64TD | PLC Q Series Temperature input module 4 channel R,K,J,T... | PLC-MODULAR | Q | 1164
143544 | Q64TDV-GH | PLC Q Series Temperature input module 4 channel R,K,J,T..., galvanic isolated | PLC-MODULAR | Q | 1409
129572 | Q65B | PLC Q Series Extension unit power supply + 5 I/O slots | PLC-MODULAR | Q | 332
204676 | Q66AD-DG | PLC Q Series 6 channel analog input module voltage/current, power supply | PLC-MODULAR | Q | 1869
204677 | Q66DA-G | PLC Q Series 6 channel analog output module voltage/current, isolated channel | PLC-MODULAR | Q | 1869
204675 | Q68AD-G | PLC Q Series 8 channel analog input module voltage/current, isolated channel | PLC-MODULAR | Q | 1869
129617 | Q68ADI | PLC Q Series 8 channel analog input module current | PLC-MODULAR | Q | 1223
129616 | Q68ADV | PLC Q Series 8 channel analog input module voltage | PLC-MODULAR | Q | 1223
129578 | Q68B | PLC Q Series Extension unit power supply + 8 I/O slots | PLC-MODULAR | Q | 513
200692 | Q68DAIN | PLC Q Series 8 channel analog output module current; isolated ext power supply | PLC-MODULAR | Q | 1357
200691 | Q68DAVN | PLC Q Series 8 channel analog output module voltage; isolated ext power supply | PLC-MODULAR | Q | 1234
157066 | Q68RB | PLC Q Series Extension unit for redundant power supply (2x Q64RP) + 8 I/O slots | PLC-MODULAR | Q | 1105
216482 | Q68RD3-G | PLC Q Series Temperature input module; 8 channel; Pt100 | PLC-MODULAR | Q | 1869
208817 | Q80BD-J71GP21-SX | PLC Q Series PCI CC-Link IE Control card, 1Gbps Fibre optic GI | PLC-MODULAR | Q | 3356
221859 | Q81BD-J61BT11 | PLC Q Series PC interface board; CC-Link; PCI Express; RS485 | PLC-MODULAR | Q | 2719
253008 | Q81BD-J71GF11-T2 | CC-Link IE Field Network PC Interface board | PLC-MODULAR | Q | 5750
140380 | QC05B | PLC Q Series 0.45 m extension rack cable for extensions w/o powersupply | PLC-MODULAR | Q | 176
129591 | QC06B | PLC Q Series 0.6 m extension rack cable | PLC-MODULAR | Q | 125
129645 | QC100B | PLC Q Series 10.0 m extension rack cable | PLC-MODULAR | Q | 630
129642 | QC12B | PLC Q Series 1.2 m extension rack cable | PLC-MODULAR | Q | 158
129643 | QC30B | PLC Q Series 3.0 m extension rack cable | PLC-MODULAR | Q | 291
128424 | QC30R2 | PLC Q Series CPU Programming cable for RS232 or A9GT-RS2, mini DIN6P-Dsub9P, 3m | PLC-MODULAR | Q | 353
136577 | QC30-USB | PLC Q Series CPU Programming cable for USB interface, 3 m | PLC-MODULAR | Q | 18.8
129644 | QC50B | PLC Q Series 5.0 m extension rack cable | PLC-MODULAR | Q | 457
145038 | QD60P8-G | PLC Q Series Pulse-counter module, 8 channel, 30 kHz, galvanic isolated | PLC-MODULAR | Q | 2991
132580 | QD62D | PLC Q Series High speed counter 2 channel 500 kHz, RS422 Sink transistor output | PLC-MODULAR | Q | 1908
128949 | QD62E | PLC Q Series High speed counter 2 channel, 5/12/24V DC input, source | PLC-MODULAR | Q | 1312
213229 | QD63P6 | PLC Q Series High-Speed counter module, 6 channels, 200kpps, 32 bit res. | PLC-MODULAR | Q | 3738
278855 | QD64D2 | PLC Q Series High Speed Counter module; 2 channel; 4Mpps | PLC-MODULAR | Q | 2945
138328 | QD70P4 | PLC Q Series Positioning module 4-axes pulse output | PLC-MODULAR | Q | 2862
138329 | QD70P8 | PLC Q Series Positioning module 8-axes pulse output | PLC-MODULAR | Q | 4336
248392 | QD75D1N | PLC Q series;positioning module 1-axis;differential output | PLC-MODULAR | Q | 1735
248393 | QD75D2N | PLC Q series;positioning module 2-axis;differential output | PLC-MODULAR | Q | 2385
248394 | QD75D4N | PLC Q series;positioning module 4-axis;differential output | PLC-MODULAR | Q | 3686
248389 | QD75P1N | PLC Q Series;positioning module;1-axis;open collector output | PLC-MODULAR | Q | 1518
248390 | QD75P2N | PLC Q series;positioning module 2-axis;open collector output | PLC-MODULAR | Q | 2169
248391 | QD75P4N | PLC Q series;positioning module 4-axis;open collector output | PLC-MODULAR | Q | 3253
269032 | QD77GF16 | Q-Series Simple Motion Module for CC-Link IE Field Network; 16 Axes | PLC-MODULAR | Q | 4661
297645 | QD77GF4 | Q-Series Simple Motion Module for CC-Link IE Field Network; 4 Axes | PLC-MODULAR | Q | 3701
297646 | QD77GF8 | Q-Series Simple Motion Module for CC-Link IE Field Network; 8 Axes | PLC-MODULAR | Q | 4367
248704 | QD77MS16 | Q-Series Simple Motion Module; 16 Axes (SSCNET III/H) | PLC-MODULAR | Q | 4661
248702 | QD77MS2 | Q-Series Simple Motion Module; 2 Axes (SSCNET III/H) | PLC-MODULAR | Q | 2395
248703 | QD77MS4 | Q-Series Simple Motion Module; 4 Axes (SSCNET III/H) | PLC-MODULAR | Q | 3701
221934 | QD81DL96 | PLC Q Series data logger module; high speed data logging; data sampling 1ms | PLC-MODULAR | Q | 4272
239847 | QE81WH | PLC Q Series Energy measurement unit; direct sensor connection | PLC-MODULAR | Q | 1419
259456 | QE81WH4W | PLC Q Series Energy Measurement Module, 3 phase / 4 wire connection, 1 Circuit | PLC-MODULAR | Q | 1183
277679 | QE82LG | PLC Q Series; Insulation Monitoring Module | PLC-MODULAR | Q | 1851
259457 | QE83WH4W | PLC Q Series Energy Measurement Module, 3 phase / 4 wire connection, 3 Circuits | PLC-MODULAR | Q | 2318
259458 | QE8WH4VT | PLC Q Series Voltage Converter for Energy Measurement Modules QE81/83WH4W | PLC-MODULAR | Q | 236
136395 | QI60 | PLC Q Series Interrupt module, 16 points, response time < 0,2/0,3 ms | PLC-MODULAR | Q | 954
290141 | QJ51AW12AL | PLC Q Series AnyWireASLINK Master unit | PLC-MODULAR | Q | 2086
154748 | QJ61BT11N | PLC Q Series CC-Link Master/Local Module, CC-Link Version 2 | PLC-MODULAR | Q | 726
149500 | QJ71C24N | PLC Q Series Serial communication module RS-232: 1 port, RS-422/485: 1 port | PLC-MODULAR | Q | 1412
149501 | QJ71C24N-R2 | PLC Q Series Serial communication module RS-232: 2 ports | PLC-MODULAR | Q | 1553
149502 | QJ71C24N-R4 | PLC Q Series Serial communication module RS422/RS485: 2 ports | PLC-MODULAR | Q | 1412
136390 | QJ71DN91 | PLC Q Series DeviceNet module Master/Slave | PLC-MODULAR | Q | 2817
138327 | QJ71E71-100 | PLC Q Series Ethernet module 100 Mbaud 10Base-T/100Base-TX connector (RJ45) | PLC-MODULAR | Q | 1266
236484 | QJ71GF11-T2 | PLC SystemQ CC-Link IE Field Master/Local Module, 1Gbps, Cat5e | PLC-MODULAR | Q | 1862
208815 | QJ71GP21-SX | PLC Q Series CC-Link IE Master/Local Unit, 1Gbps Fibre optic GI | PLC-MODULAR | Q | 2704
136391 | QJ71LP21-25 | PLC Q Series MELSECNET10/H Master/Slave module, fibre duplex loop, SI/QSI | PLC-MODULAR | Q | 2783
167757 | QJ71MB91 | PLC Q Series Serial Modbus communication module;Master/Slave,RS232,RS422/485port | PLC-MODULAR | Q | 1129
155603 | QJ71MT91 | PLC Q Series Modbus/TCP Master&Client module,10Base-T/100Base-TX connector(RJ45) | PLC-MODULAR | Q | 3625
165374 | QJ71PB92V | PLC Q Series Profibus DP Mastermodule, DP-V1 Protocol, 12MBaud,IEC61158/EN50170 | PLC-MODULAR | Q | 1096
143545 | QJ71PB93D | PLC Q Series PROFIBUS/DP Slave-Module, max. 12 MBaud | PLC-MODULAR | Q | 994
136396 | QX28 | PLC Q Series Input module; 240 V AC; 8 inputs; screw terminal block | PLC-MODULAR | Q | 306
132572 | QX40 | 16 point, 24V DC input (4mA), sink type, 16 points/common | PLC-MODULAR | Q | 451
221844 | QX40H | PLC Q Series Input module; 24V DC; 16 high speed inputs; sink | PLC-MODULAR | Q | 648
136574 | QX40-S1 | PLC Q Series Input module; 24V DC; 16 inputs; sink; response time 0,1 ms | PLC-MODULAR | Q | 478
132573 | QX41 | 32 point, 24V DC input (4mA), sink type, 32 points/common | PLC-MODULAR | Q | 789
146921 | QX41-S1 | PLC Q Series Input module; 24 V DC; 32 inputs; sink; response time 0,1 ms | PLC-MODULAR | Q | 787
132574 | QX42 | 64 point, 24V DC input (4mA), sink type, 32 points/common | PLC-MODULAR | Q | 1266
146922 | QX42-S1 | PLC Q Series Input module; 24 V DC; 64 inputs; sink; response time 0,1 ms | PLC-MODULAR | Q | 1264
204678 | QX50 | PLC Q Series Input module; 48 V AC/DC; 16 inputs | PLC-MODULAR | Q | 698
127587 | QX80 | PLC Q Series Input module; 24 V DC; 16 inputs; screw terminal block | PLC-MODULAR | Q | 352
221856 | QX80H | PLC Q Series Input module; 24V DC; 16 high speed inputs; source | PLC-MODULAR | Q | 648
129594 | QX81 | PLC Q Series Input module; 24 V DC; 32 inputs; SUB-D connector | PLC-MODULAR | Q | 521
229240 | QX81-S2 | PLC Q Series Input module; 24 V DC; 32 inputs; source; 6 mA rated input current | PLC-MODULAR | Q | 521
150836 | QX82 | PLC Q Series Input module; 24 V DC; 64 inputs; A6CON connector | PLC-MODULAR | Q | 1264
150837 | QX82-S1 | PLC Q Series Input module; 24V DC; 64 inputs; response time 0,1ms; A6CO | PLC-MODULAR | Q | 1264
129605 | QY10 | PLC Q Series Output module; 240V AC/24V DC; 2A;16 relay outputs; screw terminals | PLC-MODULAR | Q | 594
221841 | QY10-TS | PLC Q Series Output module; 240VAC; 16 outputs; relay; spring clamp terminal | PLC-MODULAR | Q | 665
136401 | QY18A | PLC Q Series Output module; 240V AC/24V DC; 2A, 8 relay outputs; screw terminals | PLC-MODULAR | Q | 573
136402 | QY22 | PLC Q Series Output module; 100-240V AC; 0.6A, 16 triac outputs; screw terminals | PLC-MODULAR | Q | 763
132575 | QY40P | 16 point transistor, 12-24V DC, 0.1A/point, 1.6A/common, sink, 16 points/common | PLC-MODULAR | Q | 451
221842 | QY40P-TS | PLC Q Series Output module; 24V DC; 16 outputs; sink; spring clamp terminal | PLC-MODULAR | Q | 522
308738 | QY41H | PLC Q series, high speed transistor, 12-24V DC, sink, 16 points | PLC-MODULAR | Q | 973
132576 | QY41P | 32 point transistor, 12-24V DC, 0.1A/point, 2A/common, sink, 32 points/common | PLC-MODULAR | Q | 789
132577 | QY42P | PLC Q Series Output module; 12/24V DC;0.1A, 64 transistor outputs sink;connector | PLC-MODULAR | Q | 1266
132578 | QY50 | 16 point transistor, 12-24V DC, 0.5A/point, 4A/common, sink, 16 points/common | PLC-MODULAR | Q | 478
136403 | QY68A | PLC Q Series Output module 24VDC;2A;8 transistor outputs;snk/src;screw terminals | PLC-MODULAR | Q | 668
127588 | QY80 | PLC Q Series Output module; 24V DC; 0.5A, 16 transistor outputs; screw terminals | PLC-MODULAR | Q | 498
221843 | QY80-TS | PLC Q Series Output module; 24V DC; 16 outputs; source; spring clamp terminal | PLC-MODULAR | Q | 569
129607 | QY81P | PLC Q Series Output module; 24V DC; 0.1A, 32 transistor outputs; SUB-D connector | PLC-MODULAR | Q | 791
242366 | QY82P | PLC Q Series Output module; 24V DC; 0,1A; 64 outputs; source; A6CON | PLC-MODULAR | Q | 1543
279120 | QJ71EIP71 | PLC Q Series; EtherNet/IP Interface Module | PLC-MODULAR | Q | 3468
407188 | QJ71MES96N | PLC Q Series MES-Module; SQL,ORACLE Support;100Mbaud 10/100Base-TX (RJ45), RS232 | PLC-MODULAR | Q | 5732
127592 | QJ71BR11 | PLC Q Series MELSECNET10/H Master/Slave module Unit Coaxial 75 Ohm simplex bus | PLC-MODULAR | Q | 2783
221582 | Q68TD-G-H02 | PLC Q Series Temperature input module; 8 channel; thermocoupler; version 2 | PLC-MODULAR | Q | 1869
216481 | Q68TD-G-H01 | PLC Q Series Temperature input module; 8 channel; Thermocoupler | PLC-MODULAR | Q | 1869
221576 | Q00UCPU | PLC Q Series iQ CPU module; 1024 I/O; 80 ns/com.; 10k steps | PLC-MODULAR | Q | 873
221577 | Q01UCPU | PLC Q Series iQ CPU module; 1024 I/O; 60 ns/com.; 15k steps | PLC-MODULAR | Q | 1134
207604 | Q02UCPU | PLC Q Series iQ CPU module; 2048 I/O; 40 ns/com.; 20k steps | PLC-MODULAR | Q | 1566
242369 | Q100UDEHCPU | PLC Q Series iQ CPU module; 4096 EA; 9.5 ns/log. Com.; 1000k steps; Ethernet | PLC-MODULAR | Q | 22975
252827 | Q10WCPU-W1-CFE | PLC Q Series;WinCPU Modul;CF Card Bootable;Win Embedded Standard 2009 | PLC-MODULAR | Q | 8711
252826 | Q10WCPU-W1-E | PLC Q Series;WinCPU Modul;SSD Bootable;Win Embedded Standard 2009 | PLC-MODULAR | Q | 6951
157070 | Q12PRHCPU | PLC Q Series CPU module Redundant Process-CPU; 4096 I/O; 34 ns/com.; 124k steps | PLC-MODULAR | Q | 13956
162421 | Q170ENC | Serial Absolute Synchronous Encoder (262144 Pulse/rev; 3600 rpm/min, IP65) | PLC-MODULAR | Q | 2988
266524 | Q170MSCPU | Stand-Alone Motion-Controller Q170MSCPU; 16 Axis (SSCNET III/H): 30k Steps | PLC-MODULAR | Q | 7372
266535 | Q170MSCPU-S1 | Stand-Alone Motion-Controller Q170MSCPU; 16 Axis (SSCNET III/H); 60k Steps | PLC-MODULAR | Q | 4396
248705 | Q171ENC-W8 | Serial Absolute Synchronous Encoder (4194304 Pulse/rev; 3600 rpm/min, IP67) | PLC-MODULAR | Q | 3137
213895 | Q172DEX | QD-Motion Controller Serial absolute encoder interface module (Q170ENC) | PLC-MODULAR | Q | 911
213894 | Q172DLX | QD-Motion Controller Servo interface module | PLC-MODULAR | Q | 911
213896 | Q173DPX | QD-Motion Controller Manual pulse generator module | PLC-MODULAR | Q | 911
251051 | Q173DSXY | QD-Motion Controller Safety signal module | PLC-MODULAR | Q | 1294
251052 | Q173DSXYCBL01M | QD-Motion Controller cable for Safety signal module Q17nDSCPU - Q173DSXY | PLC-MODULAR | Q | 115
251053 | Q173DSXYCBL05M | QD-Motion Controller cable for Safety signal module Q173DSXY - Q173DSXY | PLC-MODULAR | Q | 128
157071 | Q25PRHCPU | PLC Q Series CPU module Redundant Process-CPU; 4096 I/O; 34 ns/com.; 252k steps | PLC-MODULAR | Q | 16951
147273 | Q32SB | PLC Q Series Base unit Q61SP power supply + CPU + 2 I/O slots | PLC-MODULAR | Q | 314
147285 | Q35SB | PLC Q Series Base unit Q61SP power supply + CPU + 5 I/O slots | PLC-MODULAR | Q | 288
242368 | Q50UDEHCPU | PLC Q Series iQ CPU module; 4096 IO; 9.5 ns/log. Com.; 500k steps; Ethernet | PLC-MODULAR | Q | 17754
147286 | Q61SP | PLC Q Series Power supply 100-240 V AC input, 5 V DC 2 A output, for Q3xSB | PLC-MODULAR | Q | 185
145036 | Q62AD-DGH | PLC Q Series 2 channel analog input module, high-resolution, galvanic isolated | PLC-MODULAR | Q | 1074
145037 | Q62DA-FG | PLC Q Series 2 channel analog output module voltage/current, galvanic isolated | PLC-MODULAR | Q | 1431
251331 | Q64ADH | PLC Q series;analogue input module;4 channels | PLC-MODULAR | Q | 1246
210163 | Q65WRB | PLC Q Series Extension unit Red. Local I/O, 2 power supply, 5 I/O slots | PLC-MODULAR | Q | 2104
140381 | Q6HLD-R2 | PLC Q Series Cable Connector Protection holder for RS232 interface | PLC-MODULAR | Q | 47.4
208818 | Q80BD-J71GP21S-SX | PLC Q Series PCI CC-Link IE Control card, 1Gbps Fibre optic GI, ext Powersupply | PLC-MODULAR | Q | 4474
257759 | QD73A1 | PLC Q Series Positioning module 1-axis, differential output | PLC-MODULAR | Q | 2049
129675 | QD75D1 | PLC Q Series Positioning module 1-axes differential output | PLC-MODULAR | Q | 1652
132581 | QD75P1 | PLC Q Series Positioning module 1-axes open collector output | PLC-MODULAR | Q | 1446
143531 | QJ71AS92 | PLC Q Series AS-Interface master module | PLC-MODULAR | Q | 1809
189811 | QJ71FL71-T-F01 | PLC Q Series FL-net(OPCN-2) Module; 10Base-T/100Base-TX; Version 2.00 | PLC-MODULAR | Q | 4415
147632 | QJ71LP21S-25 | PLC Q Series MELSECNET/H Master/Slave module, SI/QSI, w/ external power supply | PLC-MODULAR | Q | 3478
147115 | QJ71WS96 | PLC Q Series Webserver Module 100Mbaud 10/100Base-TX connector (RJ45) and RS232 | PLC-MODULAR | Q | 4770
129581 | QX10 | PLC Q Series Input module,100-120 V AC input 16 inputs, screw terminal block | PLC-MODULAR | Q | 359
221838 | QX10-TS | PLC Q Series Input module; 100-120V AC; 16 inputs; spring clamp terminal | PLC-MODULAR | Q | 431
221839 | QX40-TS | PLC Q Series Input module; 24V DC; 16 inputs; sink; spring clamp terminal | PLC-MODULAR | Q | 522
229239 | QX41-S2 | PLC Q Series Input module; 24 V DC; 32 inputs; sink; 6 mA rated input current | PLC-MODULAR | Q | 789
136397 | QX70 | 16 point input for sensor, 5-12V DC input (1.2/3.3mA), sink, 16 points/common | PLC-MODULAR | Q | 501
221855 | QX70H | PLC Q Series Input module; 5V DC; 16 high speed inputs; sink | PLC-MODULAR | Q | 648
136398 | QX71 | 32 point input for sensor, 5-12V DC input (1.2/3.3mA), sink, 32 points/common | PLC-MODULAR | Q | 845
136399 | QX72 | 64 point input for sensor, 5-12V DC input (1.2/3.3mA), sink, 32 points/common | PLC-MODULAR | Q | 1336
221840 | QX80-TS | PLC Q Series Input module; 24V DC; 16 inputs; source; spring clamp terminal | PLC-MODULAR | Q | 424
221857 | QX90H | PLC Q Series Input module; 5V DC; 16 high speed inputs; sorce | PLC-MODULAR | Q | 589
289989 | R08SFCPU-SET | PLC iQ-R Safety CPU; 4096 points, 80 Ksteps, USB, Ethernet, includes R6SFM | PLC-MODULAR | IQR | 4223
307424 | RX41C6HS | PLC iQ-R Series; DC input module Eingangsmodul, highspeed, 32 DC24V6mA | PLC-MODULAR | IQR | 574
339094 | NZ1BLC | PLC iQ-R Series battery-less option memory cassette | PLC-MODULAR | IQR | 1079
332847 | R00CPU | PLC iQ-R CPU module; 4096 I/O; 31,3 ns/com.; 10k steps | PLC-MODULAR | IQR | 794
334294 | R01CPU | PLC iQ-R CPU module; 4096 I/O; 31,3 ns/com.; 15k steps | PLC-MODULAR | IQR | 1073
403616 | R02CPU | PLC iQ-R CPU module; 4096 I/O; 3,92 ns/com.; 20k steps | PLC-MODULAR | IQR | 1561
279576 | R04CPU | PLC iQ-R Series; Programmable controller CPU, 40K steps | PLC-MODULAR | IQR | 1898
290226 | R04ENCPU | PLC iQ-R Series; CPU, 40K steps, CC-Link IE | PLC-MODULAR | IQR | 1898
279577 | R08CPU | PLC iQ-R CPU,80k steps,4096 EAs,Ethern,CC-Link IE Field Basic,0,98ns,SD-slot | PLC-MODULAR | IQR | 3852
290227 | R08ENCPU | PLC iQ-R Series; CPU, 80K steps, CC-Link IE | PLC-MODULAR | IQR | 3852
285496 | R08PCPU | PLC iQ-R Series Process CPU, Program capacity 80K steps | PLC-MODULAR | IQR | 6729
317842 | R08PSFCPU-SET | PLC iQ-R Series Process CPU, Program capacity 80K steps,SIL2 | PLC-MODULAR | IQR | 16698
279580 | R120CPU | PLC iQ-R Series; Programmable controller CPU, 1200K steps | PLC-MODULAR | IQR | 12656
290234 | R120ENCPU | PLC iQ-R Series; CPU, 1200K steps, CC-Link IE | PLC-MODULAR | IQR | 16140
285497 | R120PCPU | PLC iQ-R Series Process CPU, Program capacity 1200K steps | PLC-MODULAR | IQR | 19080
317895 | R120PSFCPU-SET | PLC iQ-R Series Process CPU, Program capacity 1200K steps, sil2 | PLC-MODULAR | IQR | 28620
290201 | R120SFCPU-SET | PLC iQ-R Safety CPU; 4096 points, 1200 Ksteps, USB, Ethernet, includes R6SFM | PLC-MODULAR | IQR | 14062
285498 | R12CCPU-V | PLC iQ-R Series C controller, input/output: 4096 points | PLC-MODULAR | IQR | 3737
279578 | R16CPU | PLC iQ-R Series; Programmable controller CPU, 160K steps | PLC-MODULAR | IQR | 9064
290228 | R16ENCPU | PLC iQ-R Series; CPU, 160K steps, CC-Link IE | PLC-MODULAR | IQR | 9064
280227 | R16MTCPU | iQ-R Motion Controller CPU 16-axis (SSCNET III/H) | PLC-MODULAR | IQR | 5225
285499 | R16PCPU | PLC iQ-R Series Process CPU, Program capacity 160K steps | PLC-MODULAR | IQR | 11925
317843 | R16PSFCPU-SET | PLC iQ-R Series Process CPU, Program capacity 160K steps, SIL2 | PLC-MODULAR | IQR | 21465
290199 | R16SFCPU-SET | PLC iQ-R Safety CPU; 4096 points, 160 Ksteps, USB, Ethernet, includes R6SFM | PLC-MODULAR | IQR | 10044
308780 | R310B-HT | PLC iQ-R Series, Main Base, 10 slot, Ex Temp | PLC-MODULAR | IQR | 967
301652 | R310RB | PLC iQ-R Series; Redundant Main Base | PLC-MODULAR | IQR | 852
279585 | R312B | PLC iQ-R Series; Main Base Unit, 12-slot | PLC-MODULAR | IQR | 525
279579 | R32CPU | PLC iQ-R Series; Programmable controller CPU, 320K steps | PLC-MODULAR | IQR | 10245
290232 | R32ENCPU | PLC iQ-R Series; CPU, 320K steps, CC-Link IE | PLC-MODULAR | IQR | 11450
280228 | R32MTCPU | iQ-R Motion Controller CPU 32-axis (SSCNET III/H) | PLC-MODULAR | IQR | 9337
611466 | R102WCPU-W | PLC iQ-R WinCPU Module; Win10 IoT Enterprise LTSC 2019; C/C++, Visual Basic, C# | PLC-MODULAR | IQR | 9123
613340 | RJ71GN11-EIP | PLC Network Interface Module; iQ-R Series; CC-Link IE TSN + EtherNet/IP | PLC-MODULAR | IQR | 3153
685354 | RJ71SEIP91-T4 | iQ-R CIP Safety & EtherNet/IP Network Module; 4 ports | PLC-MODULAR | IQR | 7921
589344 | RD81RC96 | PLC Recorder Module; iQ-R Series; Ethernet, SD card, file server | PLC-MODULAR | IQR | 1912
589927 | RD81RC96-CA | PLC Camera Recorder Module; iQ-R Series; Ethernet, SD card, file server | PLC-MODULAR | IQR | 3883
285500 | R32PCPU | PLC iQ-R Series Process CPU, Program capacity 320K steps | PLC-MODULAR | IQR | 14311
317844 | R32PSFCPU-SET | PLC iQ-R Series Process CPU, Program capacity 320K steps, SIL2 | PLC-MODULAR | IQR | 23850
290200 | R32SFCPU-SET | PLC iQ-R Safety CPU; 4096 points, 320 Ksteps, USB, Ethernet, includes R6SFM | PLC-MODULAR | IQR | 11384
409593 | R33B | PLC iQ-R Series; Main Base Unit, 3-slot | PLC-MODULAR | IQR | 320
279583 | R35B | PLC iQ-R Series; Main Base Unit, 5-slot | PLC-MODULAR | IQR | 289
279584 | R38B | PLC iQ-R Series; Main Base Unit, 8-slot | PLC-MODULAR | IQR | 420
301650 | R38RB-HT | PLC iQ-R Series; Redundant Main Base; Ex Temp | PLC-MODULAR | IQR | 1382
279556 | R60AD4 | PLC iQ-R Series; Analog input module, 4 channel (voltage or current) | PLC-MODULAR | IQR | 607
285502 | R60AD8-G | PLC iQ-R Series Analog Input, 8ch, Channel isolated analog-digital conversion | PLC-MODULAR | IQR | 1784
308708 | R60ADH4 | PLC iQ-R Series High Speed Analog Input, 4 ch | PLC-MODULAR | IQR | 1133
279559 | R60ADI8 | PLC iQ-R Series; Analog input module, 8 channel (current) | PLC-MODULAR | IQR | 1112
279558 | R60ADV8 | PLC iQ-R Series; Analog input, 8 channel (voltage) | PLC-MODULAR | IQR | 1112
279557 | R60DA4 | PLC iQ-R Series; Analog output module, 4 channel (voltage or current) | PLC-MODULAR | IQR | 693
285504 | R60DA8-G | PLC iQ-R Series Analog Output,8 ch, Channel isolated digital-analog conversion | PLC-MODULAR | IQR | 1813
307260 | R60DAH4 | PLC iQ-R Series; Analog output, high speed, 4 channel (voltage or current) | PLC-MODULAR | IQR | 2101
279561 | R60DAI8 | PLC iQ-R Series; Analog output module, 8-channel (current) | PLC-MODULAR | IQR | 1234
279560 | R60DAV8 | PLC iQ-R Series; Analog output module,8-channel (voltage) | PLC-MODULAR | IQR | 1234
285505 | R60RD8-G | PLC iQ-R Series Temperature input(RTD) | PLC-MODULAR | IQR | 1699
290203 | R60TCRT4 | PLC iQ-R Series Temperature input 4 channel unit | PLC-MODULAR | IQR | 2135
290225 | R60TCRT4BW | PLC iQ-R Series Temperature input 4 channel 4-channel RTD input | PLC-MODULAR | IQR | 2774
290202 | R60TCTRT2TT2 | PLC iQ-R Series Temperature input 4 channel thermocouple | PLC-MODULAR | IQR | 2135
290204 | R60TCTRT2TT2BW | PLC iQ-R Series Temperature input 2-channel multi-input,2-channel thermocouple | PLC-MODULAR | IQR | 2774
285506 | R60TD8-G | PLC iQ-R Series Temperature input(Thermocouple) | PLC-MODULAR | IQR | 1699
308782 | R610B-HT | PLC iQ-R Series; Extension Base; 10 slot, Ex Temp | PLC-MODULAR | IQR | 1128
301653 | R610RB | PLC iQ-R Series; Redundant Extension Base | PLC-MODULAR | IQR | 988
279588 | R612B | PLC iQ-R Series; Extension base Unit, 12-slot | PLC-MODULAR | IQR | 564
279581 | R61P | PLC iQ-R Series; Power Supply Unit, AC input | PLC-MODULAR | IQR | 234
285507 | R62P | PLC iQ-R Series Power supply, Input: 100-240V, output: DC5V/3.5A, DC24V/0.6A | PLC-MODULAR | IQR | 387
279582 | R63P | PLC iQ-R Series; Power Supply Unit, DC input | PLC-MODULAR | IQR | 589
308710 | R63RP | PLC iQ-R Series; Redundant Power Module, DC | PLC-MODULAR | IQR | 1463
295076 | R64MTCPU | iQ-R Motion Controller CPU 64-axis (SSCNET III/H) | PLC-MODULAR | IQR | 12131
285508 | R64P | PLC iQ-R Series Power supply, Input: 100-240V, output: DC5V/9A | PLC-MODULAR | IQR | 589
301649 | R64RP | PLC iQ-R Series; Redundant Power Module | PLC-MODULAR | IQR | 1597
279590 | R65B | PLC iQ-R Series; Extension base Unit, 5-slot | PLC-MODULAR | IQR | 317
279589 | R68B | PLC iQ-R Series; Extension base Unit, 8-slot | PLC-MODULAR | IQR | 459
301651 | R68RB-HT | PLC iQ-R Series; Redundant Extension Base; Ex Temp | PLC-MODULAR | IQR | 1536
581125 | R68WRB | PLC Redundant Extension Base Unit; iQ-R Series; 8 slots; redundant system | PLC-MODULAR | IQR | 2368
301648 | R6RFM | PLC iQ-R Series; Redundant Function Module | PLC-MODULAR | IQR | 2809
279528 | RC06B | PLC iQ-R Series; Extension Cable 0.6m | PLC-MODULAR | IQR | 114
494111 | RC100B | PLC iQ-R Connection cable from main base unit to extension base unit; 10m | PLC-MODULAR | IQR | 498
279529 | RC12B | PLC iQ-R Series; Extension Cable 1.2m | PLC-MODULAR | IQR | 144
279530 | RC30B | PLC iQ-R Series; Extension Cable 3.0m | PLC-MODULAR | IQR | 265
279531 | RC50B | PLC iQ-R Series; Extension Cable 5m | PLC-MODULAR | IQR | 415
303298 | RD55UP06-V | PLC iQ-R Series Intelligent Function Module | PLC-MODULAR | IQR | 1534
574415 | RD55UP12-V | PLC iQ-R Series C Intelligent Function Module; SD card, 2xEthernet | PLC-MODULAR | IQR | 1899
279567 | RD62D2 | PLC iQ-R Series;High-speed counter Diff.l input/Transistor(sink)output,2 channel | PLC-MODULAR | IQR | 1735
279568 | RD62P2E | PLC iQ-R Series;High-speed counter DC input/Transistor (source) output,2channel | PLC-MODULAR | IQR | 1192
279564 | RD75D2 | PLC iQ-R Series; Differential driver output module, 2 axis | PLC-MODULAR | IQR | 2385
279565 | RD75D4 | PLC iQ-R Series; Differential driver output module, 4 axis | PLC-MODULAR | IQR | 3686
279562 | RD75P2 | PLC iQ-R Series; Positioning Transistor output module, 2 axis | PLC-MODULAR | IQR | 2169
279563 | RD75P4 | PLC iQ-R Series; Positioning Transistor output module, 4 axis | PLC-MODULAR | IQR | 3253
295079 | RD77GF16 | iQ-R Series Simple Motion Module for CC-Link IE Field Network; 16 Axis | PLC-MODULAR | IQR | 4661
295077 | RD77GF4 | iQ-R Series Simple Motion Module for CC-Link IE Field Network; 4 Axis | PLC-MODULAR | IQR | 3701
295078 | RD77GF8 | iQ-R Series Simple Motion Module for CC-Link IE Field Network; 8 Axis | PLC-MODULAR | IQR | 4367
280232 | RD77MS16 | iQ-R Series Simple Motion Module; 16 Axes (SSCNET III/H) | PLC-MODULAR | IQR | 4661
280229 | RD77MS2 | iQ-R Series Simple Motion Module; 2 Axes (SSCNET III/H) | PLC-MODULAR | IQR | 2395
280230 | RD77MS4 | iQ-R Series Simple Motion Module; 4 Axes (SSCNET III/H) | PLC-MODULAR | IQR | 3701
280231 | RD77MS8 | iQ-R Series Simple Motion Module; 8 Axes (SSCNET III/H) | PLC-MODULAR | IQR | 4367
308709 | RD81DL96 | PLC iQ-R Series; Data Logger Module | PLC-MODULAR | IQR | 3884
495272 | RD81MES96N | PLC MES Interface module; iQ-R Series; Eth. 1000BASE-T/100BASE-TX/10BASE-T; SD | PLC-MODULAR | IQR | 5129
312973 | RD81OPC96 | PLC iQ-R Series; OPC UA Module | PLC-MODULAR | IQR | 3465
339303 | RE81WH | PLC iQ-R Series Energy Measuring Module | PLC-MODULAR | IQR | 1419
279572 | RJ61BT11 | PLC iQ-R Series; CC-Link module, Master/Local station CC-Link Ver.2 | PLC-MODULAR | IQR | 660
279573 | RJ71C24 | PLC iQ-R Series; Serial communication module, RS-232, RS-422/485 | PLC-MODULAR | IQR | 1412
279574 | RJ71C24-R2 | PLC iQ-R Series; Serial communication module, RS-232 x2ch | PLC-MODULAR | IQR | 1412
279575 | RJ71C24-R4 | PLC iQ-R Series; Serial communication module, RS-422/485 x2ch | PLC-MODULAR | IQR | 1412
308735 | RJ71CN91 | PLC iQ-R Series, CANopen Communication Module | PLC-MODULAR | IQR | 1463
317838 | RJ71DN91 | PLC iQ-R Series DeviceNet Module | PLC-MODULAR | IQR | 2602
338818 | RJ71EIP91 | PLC iQ-R Series EtherNet/IP Network Interface Module | PLC-MODULAR | IQR | 3153
279570 | RJ71EN71 | PLC iQ-R Series;EthernetInterface,G/100M/10MbpsMultiple net.-Ethernet/CC-Link IE | PLC-MODULAR | IQR | 1151
279569 | RJ71GF11-T2 | PLC iQ-R Series; CC-Link IE Field network module, Master/Local station | PLC-MODULAR | IQR | 1058
481341 | RJ71GN11-T2 | PLC Network Interface Module; iQ-R Series; CC-Link IE TSN; master/slave station | PLC-MODULAR | IQR | 1133
279571 | RJ71GP21-SX | PLC iQ-R Series;CC-Link IE Control network,Control/Normal station,optical cable | PLC-MODULAR | IQR | 2049
504906 | RJ71LP21-25 | PLC iQ-R Series MELSECNET/H Network Interface Module | PLC-MODULAR | IQR | 2490
308714 | RJ71PB91V | PLC iQ-R Series, Profibus DP Master module | PLC-MODULAR | IQR | 1365
308713 | RJ71PN92 | PLC iQ-R Series; Profinet master module | PLC-MODULAR | IQR | 2340
589929 | RJ71PN93 | PLC iQ-R Series Profinet I/O device module; 10 BASE-T/100 BASE-TX; RJ45 | PLC-MODULAR | IQR | 2340
297947 | RJ72GF15-T2 | PLC iQ-R Series; CC-Link IE Headstation | PLC-MODULAR | IQR | 2073
279587 | RQ612B | PLC iQ-R Series; RQ extension base (Q Series type) Unit, 12-slot | PLC-MODULAR | IQR | 839
279591 | RQ65B | PLC iQ-R Series; RQ extension base (Q Series type) Unit, 5-slot | PLC-MODULAR | IQR | 489
279586 | RQ68B | PLC iQ-R Series; RQ extension base (Q Series type)Unit, 8-slot | PLC-MODULAR | IQR | 699
308711 | RX28 | PLC iQ-R Series; AC input module, 8 point | PLC-MODULAR | IQR | 274
279533 | RX40C7 | PLC iQ-R Series; DC input module, 16 point | PLC-MODULAR | IQR | 321
339043 | RX40C7-TS | PLC iQ-R Series; DC input module, 16 point, Spring clamp terminal | PLC-MODULAR | IQR | 475
290236 | RX40NC6H | PLC iQ-R Series; DC high-speed input, Negative, 16 point | PLC-MODULAR | IQR | 589
279534 | RX41C4 | PLC iQ-R Series; DC input module, 32 point | PLC-MODULAR | IQR | 473
339044 | RX41C4-TS | PLC iQ-R Series; DC input module, 32 point, Spring clamp terminal | PLC-MODULAR | IQR | 545
279545 | RX42C4 | PLC iQ-R Series; digital input module, 24 VDC, 64 points, 2x 40-pin sockets | PLC-MODULAR | IQR | 1150
279550 | RY10R2 | PLC iQ-R Series; Relay output module, 16 points 24VDC/240VAC 2A, screw terminal | PLC-MODULAR | IQR | 540
279551 | RY40PT5P | PLC iQ-R Series; Transistor (source) output module, 16 point | PLC-MODULAR | IQR | 453
339048 | RY40PT5P-TS | PLC iQ-R; Transistor output mod., 12/24VDC, 0,5A, 16 point, source, Spring clamp | PLC-MODULAR | IQR | 518
279552 | RY41PT1P | PLC iQ-R Series; Transistor (source) output module, 32 point | PLC-MODULAR | IQR | 720
339046 | RY41PT1P-TS | PLC iQ-R; Transistor output mod., 12/24VDC, 0,1A, 32 point, source, Spring clamp | PLC-MODULAR | IQR | 892
304547 | RY41PT2H | PLC iQ-R Series; Transistor (source) output module, high speed | PLC-MODULAR | IQR | 1230
279553 | RY42PT1P | PLC iQ-R Series; Transistor (source) output module, 64 point | PLC-MODULAR | IQR | 1403
589925 | R66WRB-HT | PLC Redundant Extension Base Unit; iQ-R Series; 8 slots; extended temp. range | PLC-MODULAR | IQR | 2959
279547 | RY40NT5P | PLC iQ-R Series; Transistor (sink) output module, 16 point | PLC-MODULAR | IQR | 410
339049 | RY40NT5P-TS | PLC iQ-R; Transistor output module, 12/24VDC, 0,5A, 16 point, sink, Spring clamp | PLC-MODULAR | IQR | 475
279548 | RY41NT2P | PLC iQ-R Series; Transistor (sink) output module, 32 point | PLC-MODULAR | IQR | 717
339047 | RY41NT2P-TS | PLC iQ-R; Transistor output module, 12/24VDC, 0,2A, 32 point, sink, Spring clamp | PLC-MODULAR | IQR | 821
279549 | RY42NT2P | PLC iQ-R Series; Transistor (sink) output module, 64 point | PLC-MODULAR | IQR | 1151
308707 | RY41NT2H | PLC iQ-R Series; High Speed Transistor (sink) output module, 32 point | PLC-MODULAR | IQR | 971
308676 | RY20S6 | PLC iQ-R Series; Triac output module, 16 point | PLC-MODULAR | IQR | 698
301856 | RJ51AW12AL | PLC iQ-R Series AnyWireASLINK Master unit | PLC-MODULAR | IQR | 1686
304200 | RD77GF32 | iQ-R Series Simple Motion Module for CC-Link IE Field Network; 32 Axis | PLC-MODULAR | IQR | 5874
285501 | R60AD16-G | PLC iQ-R Series Analog Input, 16ch, Channel isolated analog-digital conversion | PLC-MODULAR | IQR | 2945
285503 | R60DA16-G | PLC iQ-R Series Analog Output,16 ch, Channel isolated digital-analog conversion | PLC-MODULAR | IQR | 3059
307562 | RD40PD01 | PLC iQ-R Series, flexible highspeed IO module 12 points DC5V/24V | PLC-MODULAR | IQR | 2506
279566 | RD62P2 | PLC iQ-R Series;High-speed counter DC input/Transistor (sink) output,2 channel | PLC-MODULAR | IQR | 1626
295423 | RD81MES96 | PLC iQ-R Series; MES Module | PLC-MODULAR | IQR | 4963
279554 | RH42C4NT2P | PLC iQ-R Series; I/O combined module DC Input, transistor (sink) output, 32point | PLC-MODULAR | IQR | 1151
279546 | RX10 | PLC iQ-R Series; AC input module, 16 point | PLC-MODULAR | IQR | 327
301646 | RX40NC6B | PLC iQ-R Series; Input Module with Diagnostic function | PLC-MODULAR | IQR | 2191
290235 | RX40PC6H | PLC iQ-R Series; DC high-speed input, Positive, 16 point | PLC-MODULAR | IQR | 589
304546 | RX61C6HS | PLC iQ-R Series; DC input module, high speed | PLC-MODULAR | IQR | 574
308712 | RY18R2A | PLC iQ-R Series; Relay output module, 8 point | PLC-MODULAR | IQR | 521
301647 | RY40PT5B | PLC iQ-R Series;Transistor Output Module | PLC-MODULAR | IQR | 2325
230064 | WS0-4RO4002 | PLC Safety Controller Output module; 4 safety relay outputs | PLC-MODULAR | WS | 736
280730 | WS0-C20M8U | SPS Safety Controller, USB/RS-232 conversion cable | PLC-MODULAR | WS | 184
230062 | WS0-C20R2 | PLC Safety Controller Programming cable; serial | PLC-MODULAR | WS | 91.8
230057 | WS0-CPU000200 | PLC Safety Controller CPU 0; 255 functionblocks program capacity | PLC-MODULAR | WS | 630
230058 | WS0-CPU130202 | PLC Safety Controller CPU 1; 255 functionblocks program capacity; EFI | PLC-MODULAR | WS | 799
280728 | WS0-CPU320202 | SPS Safety Controller CPU; Flexi Line and EFI Interface | PLC-MODULAR | WS | 933
230059 | WS0-XTDI80202 | PLC Safety Controller Input module; 8 safety inputs | PLC-MODULAR | WS | 603
230060 | WS0-XTIO84202 | PLC Safety Controller In-/ Output module; 8 safety inputs; 4 safety outputs | PLC-MODULAR | WS | 916
235441 | WS0-GCC100202 | PLC Safety Controller Communication module; CC-Link | PLC-MODULAR | WS | 688
241720 | WS0-TBC4 | PLC Safety Controller terminal; spare terminal; spring clamp type | PLC-MODULAR | WS | 72.2
230061 | WS0-MPL000201 | PLC Safety Controller Memory Plug; memory device | PLC-MODULAR | WS | 90.8
241719 | WS0-TBS4 | PLC Safety Controller terminal; spare terminal; screw type | PLC-MODULAR | WS | 72.2
230063 | WS0-GETH00200 | PLC Safety Controller Communication module; Ethernet | PLC-MODULAR | WS | 1079
88028 | AJ65BT-D62 | PLC CC-Link I/O module; 2 counter channels, 5-24 V DC Inputs; 200 kHz | PLC-REMOTE | AJ | 1409
216545 | AJ65BT-R2N | PLC CC-Link I/O module; RS232 seriell communication module | PLC-REMOTE | AJ | 1424
221863 | AJ65SBT2B-64DA | PLC CC-Link compact I/O module; 4 analog outputs; 0-20mA/-10-10VDC; 16 bit | PLC-REMOTE | AJ | 1652
221862 | AJ65SBT2B-64RD3 | PLC CC-Link compact I/O module; 4 analog inputs; Pt100/Ni100; 16 bit; 3-wire | PLC-REMOTE | AJ | 1652
286258 | AJ65SBT2B-64TD | SPS CC-Link Analog Input Module; 4 channels (thermocouple) | PLC-REMOTE | AJ | 2272
140147 | AJ65SBT-62DA | PLC CC-Link compact I/O module; 2 analog channels; voltage/current; 16 bit | PLC-REMOTE | AJ | 1393
140146 | AJ65SBT-64AD | PLC CC-Link compact I/O module; 4 analog channels; voltage/current; 16 bit | PLC-REMOTE | AJ | 1264
136026 | AJ65SBTB1-16D | PLC CC-Link compact I/O module; 16 inputs; DC sink/source; 1,5ms; terminal block | PLC-REMOTE | AJ | 385
129575 | AJ65SBTB1-16TE | PLC CC-Link compact I/O module; 16 outputs; source; 0.1 A; screw type | PLC-REMOTE | AJ | 450
136025 | AJ65SBTB1-32D | PLC CC-Link compact I/O module; 32 inputs; DC sink/source; 1,5ms; screw terminal | PLC-REMOTE | AJ | 649
140145 | AJ65SBTB1-32D1 | PLC CC-Link compact I/O module; 32 inputs; DC sink/source; 0,2ms; screw terminal | PLC-REMOTE | AJ | 727
204681 | AJ65SBTB1-32DTE1 | PLC, CC-Link IO Module; 16 inputs 5mA, 16 Outputs 0,5A; source; Screw type | PLC-REMOTE | AJ | 817
138957 | AJ65SBTB1-32T | PLC CC-Link compact I/O module; 32 output; sink; 0.5A; screw type | PLC-REMOTE | AJ | 649
204680 | AJ65SBTB1-32TE1 | PLC CC-Link compact I/O module; 32 outputs; source; 0.5 A; screw type | PLC-REMOTE | AJ | 835
104422 | AJ65SBTB1-8D | PLC CC-Link compact I/O module; 8 Inputs, DC sink/source logic, screw term block | PLC-REMOTE | AJ | 313
129574 | AJ65SBTB1-8TE | PLC CC-Link compact I/O module; 8 outputs; source; 0,1A; screw type | PLC-REMOTE | AJ | 367
140149 | AJ65SBTB2N-16R | PLC CC-Link compact I/O module; 16 outputs; relay; 2A; screw type | PLC-REMOTE | AJ | 860
140148 | AJ65SBTB2N-8R | PLC CC-Link compact I/O module; 8 outputs; relay; 2A; screw type | PLC-REMOTE | AJ | 564
130353 | AJ65SBT-RPT | PLC CC-Link compact I/O module Repeater T-branch wiring | PLC-REMOTE | AJ | 489
137590 | AJ65FBTA42-16DTE | PLC CC-Link I/O module IP67; 8 Inputs/8 Outputs (source-type) | PLC-REMOTE | AJ | 1324
221933 | AJ65SBTB1-16DT | PLC CC-Link compact I/O module; 8 inputs; 8 outputs; 0,5A | PLC-REMOTE | AJ | 633
137589 | AJ65FBTA42-16DT | PLC CC-Link I/O module IP67; 8 In-/8 Outputs (sink-type) | PLC-REMOTE | AJ | 1214
75445 | AJ65BT-64DAI | PLC CC-Link I/O module; 4 analog outputs 4-20 mA | PLC-REMOTE | AJ | 1304
75446 | AJ65BT-64DAV | PLC CC-Link I/O module; 4 analog outputs +/-10 V | PLC-REMOTE | AJ | 1304
88026 | AJ65BT-64RD3 | PLC CC-Link I/O module; 4 Inputs Pt100 3-wires | PLC-REMOTE | AJ | 1317
88025 | AJ65BT-68TD | PLC CC-Link I/O module; 8 Inputs; Thermocouple | PLC-REMOTE | AJ | 2413
75448 | AJ65BTB1-16DT | PLC CC-Link I/O module; 8 Inputs sink/source; 8 Transistor outputs sink, 1-wire | PLC-REMOTE | AJ | 633
75451 | AJ65BTB2-16DR | PLC CC-Link I/O module, 8 DC input sink/source, 8 output relay, 2-wire | PLC-REMOTE | AJ | 724
88029 | AJ65BT-D62D | PLC CC-Link I/O module; 2 counter channels, 5/12/24 VDC Inputs; 400 kHz | PLC-REMOTE | AJ | 1409
150381 | AJ65FBTA2-16TE | PLC CC-Link I/O module IP67; 16 transistor outputs, source-type | PLC-REMOTE | AJ | 1349
137587 | AJ65FBTA4-16D | PLC CC-Link I/O module IP67; 16 inputs, sink-type | PLC-REMOTE | AJ | 1214
137588 | AJ65FBTA4-16DE | PLC CC-Link I/O module IP67; 16 inputs, source-type | PLC-REMOTE | AJ | 1214
140144 | AJ65SBTB1-16D1 | PLC CC-Link compact I/O module; 16 inputs; DC sink/source; 0,2ms; terminal block | PLC-REMOTE | AJ | 434
163966 | AJ65SBTB1-16T1 | PLC CC-Link compact I/O module; 16 outputs; 0,5A; screw type | PLC-REMOTE | AJ | 711
166822 | AJ65SBTB1-32DT1 | PLC CC-Link Remote I/O Module; 16 inputs 24VDC; 16 tran. outputs; sink; screw | PLC-REMOTE | AJ | 1041
204679 | AJ65SBTB1B-16TE1 | PLC CC-Link compact I/O module; 16 outputs; source; 0.5A; screw type | PLC-REMOTE | AJ | 606
144062 | AJ65SBTB2-8T1 | PLC CC-Link compact I/O module; 8 outputs; sink; 0,5 A; screw type | PLC-REMOTE | AJ | 332
159954 | AJ65SBTB2N-16S | PLC CC-Link Remote Output module; 16 triac outputs 100-240 VAC / 0,6 A; screw | PLC-REMOTE | AJ | 1242
151186 | AJ65SBTB3-16D | Small profile 16 DC input module | PLC-REMOTE | AJ | 704
312908 | NZ2GF2S2-16A | CC-Link IE field network remote IO, AC Input, 16 Points, AC100-120V, Spring | PLC-REMOTE | NZ | 1045
297161 | NZ2AW1GFAL | PLC CC-Link IE Field Network-AnyWireASLINK | PLC-REMOTE | NZ | 1623
307262 | NZ2GF12A2-16TE | PLC CC-Link IE Field Remote I/O Module;16 transistor outputs; source; IP67 | PLC-REMOTE | NZ | 1358
307422 | NZ2GF12A42-16DTE | PLC CC-Link IE Field I/O module; 16ch input-output/Negative common source; IP67 | PLC-REMOTE | NZ | 1358
312905 | NZ2GF2B2-16A | CC-Link IE field network remote IO, AC Input, 16 Points, AC100-120V, Screw | PLC-REMOTE | NZ | 1047
306626 | NZ2GFCE3-16TE | PLC CC-Link IE Field Remote I/O Module;16 transistor outputs; source; e-CON | PLC-REMOTE | NZ | 676
305036 | NZ2EX2B1N-16TE | PLC CC-Link IE Field I/O module;16 outputs; DC,source | PLC-REMOTE | NZ | 444
584212 | NZ2FTS1-16D | Digital Input Module; NZ2FT Series; 16 inputs; sink; 24 VDC; spring clamp | PLC-REMOTE | NZ | 181
473226 | NZ2FTS1-16DE | Digital Input Module; NZ2FT Series; 16 inputs; minus common 24 VDC; spring clamp | PLC-REMOTE | NZ | 181
289991 | NZ2EXSS2-8TE | PLC CC-Link IE Field Safety Ext. Output module; 8/4 outputs sng/dbl wire; source | PLC-REMOTE | NZ | 680
584038 | NZ2FT-BT | Fieldbus Coupler CC-Link; NZ2FT Series; 24 V DC; spring clamp; +end brackets | PLC-REMOTE | NZ | 448
472981 | NZ2FT-EIP | Fieldbus Coupler EtherNet/IP; NZ2FT Series; 24 V DC; 10/100 Mbps; +end brackets | PLC-REMOTE | NZ | 565
584037 | NZ2FT-GN | Fieldbus Coupler CC-Link IE TSN; NZ2FT Series; 24 V DC; 2xRJ-45; +end brackets | PLC-REMOTE | NZ | 565
473223 | NZ2FT-MT | Fieldbus Coupler Modbus-TCP; NZ2FT Series; 24 V DC; 10/100 Mbps; +end brackets | PLC-REMOTE | NZ | 565
473222 | NZ2FT-PBV | Fieldbus Coupler Profibus DP-V1; NZ2FT Series; 24 VDC; 9-pin D-Sub +end brackets | PLC-REMOTE | NZ | 448
473235 | NZ2FTPDI | Power Feed Module; NZ2FT Series; 24 V DC / 10 A for input modules | PLC-REMOTE | NZ | 105
473234 | NZ2FTPDO | Power Feed Module; NZ2FT Series; 24 V DC / 10 A for output modules | PLC-REMOTE | NZ | 105
584039 | NZ2FT-PN | Fieldbus Coupler Profinet; NZ2FT Series; 24 V DC; 2xRJ-45; +end brackets | PLC-REMOTE | NZ | 565
584214 | NZ2FTS2-8T | Digital Output Module; NZ2FT Series; 8 transistor outputs; sink; spring clamp | PLC-REMOTE | NZ | 165
473228 | NZ2FTS2-8TE | Digital Output Module; NZ2FT Series; 8 transistor outputs; source; spring clamp | PLC-REMOTE | NZ | 165
584216 | NZ2FTS3-4R | Digital Output Module; NZ2FT Series; 4 relay outputs; spring clamp | PLC-REMOTE | NZ | 170
584041 | NZ2FTS3-8D | Digital Input Module; NZ2FT Series; 8 inputs; sink; 24 VDC; spring clamp | PLC-REMOTE | NZ | 131
473225 | NZ2FTS3-8DE | Digital Input Module; NZ2FT Series; 8 inputs; source; 24 VDC; spring clamp | PLC-REMOTE | NZ | 131
584040 | NZ2FTS4-4D | Digital Input Module; NZ2FT Series; 4 inputs; sink; 24 VDC; spring clamp | PLC-REMOTE | NZ | 62.4
473224 | NZ2FTS4-4DE | Digital Input Module; NZ2FT Series; 4 inputs; source; 24 VDC; spring clamp | PLC-REMOTE | NZ | 62.4
473227 | NZ2FTS4-4TE | Digital Output Module; NZ2FT Series; 4 transistor outputs; source; spring clamp | PLC-REMOTE | NZ | 143
473230 | NZ2FTS-60AD4 | Analogue Input Module; NZ2FT Series; 4 channels; voltage/current; 16 bits | PLC-REMOTE | NZ | 375
313125 | NZ2MFB2-16A | PLC CC-Link IE Field Basic, 16 AC Input, AC100～120V, Screw | PLC-REMOTE | NZ | 717
473233 | NZ2FTS-60RD4 | Temperature Input Module; NZ2FT Series; 4 channels; -200 - 850°C; 16 bits | PLC-REMOTE | NZ | 461
584217 | NZ2FTS-60TD4 | Temperature Input Module; NZ2FT Series; 4 chan; -200-2315°C;16 bits;thermocouple | PLC-REMOTE | NZ | 490
473236 | NZ2FTS-D66D1 | Absolute Encoder Module; NZ2FT Series; 1 ch.; SSI (diff. RS422); 125 kHz - 2 MHz | PLC-REMOTE | NZ | 416
476593 | NZ2GFS12A2-14DT | PLC Safety Remote I/O module, CC-Link IE Field, IP67; I:neg. com. O:source+sink | PLC-REMOTE | NZ | 2832
476592 | NZ2GFS12A2-16DTE | PLC Safety Remote I/O module, CC-Link IE Field, IP67; I:neg. com. O:source(dbl) | PLC-REMOTE | NZ | 2780
339364 | NZ2GFSS2-16DTE | PLC CC-Link IE Field Safety remote I/O module; 8-I negative common, 8-O source | PLC-REMOTE | NZ | 1413
289990 | NZ2GFSS2-32D | PLC CC-Link IE Field Safety I/O module;32 points single wire, 16-points double | PLC-REMOTE | NZ | 1569
339365 | NZ2GFSS2-8D | PLC CC-Link IE Field Safety remote digital input module 8 inputs negative common | PLC-REMOTE | NZ | 942
339366 | NZ2GFSS2-8TE | PLC CC-Link IE Field Safety remote digital output module; 8 trans. output source | PLC-REMOTE | NZ | 942
505783 | NZ2GNSS2-16DTE | PLC Safety Remote I/O Module; CC-Link IE TSN; 8 inp. 8 tran. outp. source;spring | PLC-REMOTE | NZ | 1390
505784 | NZ2GNSS2-8D | PLC Safety Remote Input Module; CC-Link IE TSN; 8 inputs; neg. common;spring cl. | PLC-REMOTE | NZ | 927
505785 | NZ2GNSS2-8TE | PLC Safety Remote Output Module; CC-Link IE TSN; 8 tran. outp. source;spring cl. | PLC-REMOTE | NZ | 927
584218 | NZ2FT-C24 | Serial Communication Module; NZ2FT Series; 1x RS-232 / 1x RS-485/422 | PLC-REMOTE | NZ | 536
473232 | NZ2FTS-D62P2 | High Speed Counter Module; NZ2FT Series; 2 channels; max. 100 kHz; 32 bits | PLC-REMOTE | NZ | 418
600546 | NZ2GN12A2-16TE | PLC Remote Output Module; CC-Link IE TSN; 16 transistor outputs source; IP67 M12 | PLC-REMOTE | NZ | 1358
584213 | NZ2FTS4-4T | Digital Output Module; NZ2FT Series; 4 transistor outputs; sink; spring clamp | PLC-REMOTE | NZ | 146
473231 | NZ2FTS-60DA4 | Analogue Output Module; NZ2FT Series; 4 channels; voltage/current; 16 bits | PLC-REMOTE | NZ | 437
600534 | NZ2GN2B1-16D | PLC Remote Input Module; CC-Link IE TSN; 16 inputs; pos/neg common; screw term. | PLC-REMOTE | NZ | 504
481332 | NZ2GN2B1-32D | PLC Remote Input Module; CC-Link IE TSN; 32 inputs; pos/neg common; screw term. | PLC-REMOTE | NZ | 729
600535 | NZ2GN2B1-16T | PLC Remote Output Module; CC-Link IE TSN; 16 transistor outp. sink; screw term. | PLC-REMOTE | NZ | 526
600536 | NZ2GN2B1-16TE | PLC Remote Output Module; CC-Link IE TSN; 16 transistor outp. source; screw ter. | PLC-REMOTE | NZ | 526
481333 | NZ2GN2B1-32T | PLC Remote Output Module; CC-Link IE TSN; 32 transistor outp. sink; screw term. | PLC-REMOTE | NZ | 729
481334 | NZ2GN2B1-32TE | PLC Remote Output Module; CC-Link IE TSN; 32 transistor outp. source; screw ter. | PLC-REMOTE | NZ | 743
481335 | NZ2GN2B1-32DT | PLC Remote I/O Module; CC-Link IE TSN; 16 inp. 16 tr. outputs sink; screw term. | PLC-REMOTE | NZ | 729
481336 | NZ2GN2B1-32DTE | PLC Remote I/O Module; CC-Link IE TSN; 16 inp. 16 tr. outputs source; screw ter. | PLC-REMOTE | NZ | 743
600471 | NZ2GN2S1-16D | PLC Remote Input Module; CC-Link IE TSN; 16 inputs; pos/neg common; spring clamp | PLC-REMOTE | NZ | 575
481267 | NZ2GN2S1-32D | PLC Remote Input Module; CC-Link IE TSN; 32 inputs; pos/neg common; spring clamp | PLC-REMOTE | NZ | 729
600532 | NZ2GN2S1-16T | PLC Remote Output Module; CC-Link IE TSN; 16 transistor outp. sink; spring clamp | PLC-REMOTE | NZ | 575
600533 | NZ2GN2S1-16TE | PLC Remote Output Module; CC-Link IE TSN; 16 transistor outp. source; spring cl. | PLC-REMOTE | NZ | 575
481268 | NZ2GN2S1-32T | PLC Remote Output Module; CC-Link IE TSN; 32 transistor outp. sink; spring clamp | PLC-REMOTE | NZ | 729
481269 | NZ2GN2S1-32TE | PLC Remote Output Module; CC-Link IE TSN; 32 transistor outp. source; spring cl. | PLC-REMOTE | NZ | 743
481270 | NZ2GN2S1-32DT | PLC Remote I/O Module; CC-Link IE TSN; 16 inp. 16 tr. outputs sink; spring cl. | PLC-REMOTE | NZ | 729
481271 | NZ2GN2S1-32DTE | PLC Remote I/O Module; CC-Link IE TSN; 16 inp. 16 tr. outputs source; spring cl. | PLC-REMOTE | NZ | 743
600543 | NZ2GN12A4-16D | PLC Remote Input Module; CC-Link IE TSN; 16 inputs; plus common; IP67; M12 | PLC-REMOTE | NZ | 1358
600544 | NZ2GN12A4-16DE | PLC Remote Input Module; CC-Link IE TSN; 16 inputs; minus common; IP67; M12 | PLC-REMOTE | NZ | 1358
600545 | NZ2GN12A2-16T | PLC Remote Output Module; CC-Link IE TSN; 16 transistor outputs sink; IP67; M12 | PLC-REMOTE | NZ | 1358
600547 | NZ2GN12A42-16DT | PLC Remote I/O Module; CC-Link IE TSN; 8 inputs+8 tran. outputs sink; IP67; M12 | PLC-REMOTE | NZ | 1358
600548 | NZ2GN12A42-16DTE | PLC Remote I/O Module; CC-Link IE TSN; 8 inputs+8 tran. outputs source; IP67 M12 | PLC-REMOTE | NZ | 1358
481337 | NZ2GN2S-60AD4 | PLC Remote Analog Input Module; CC-Link IE TSN; 4 ch voltage/current; spring cl. | PLC-REMOTE | NZ | 1146
481339 | NZ2GN2B-60AD4 | PLC Remote Analog Input Module; CC-Link IE TSN; 4 ch voltage/current; screw te. | PLC-REMOTE | NZ | 1146
481338 | NZ2GN2S-60DA4 | PLC Remote Analog Output Module; CC-Link IE TSN; 4 ch voltage/current; spring cl | PLC-REMOTE | NZ | 1146
481340 | NZ2GN2B-60DA4 | PLC Remote Analog Output Module; CC-Link IE TSN; 4 ch voltage/current; screw te. | PLC-REMOTE | NZ | 1146
611543 | NZ2MHG-TSNT8F2 | CC-Link IE TSN class A/B industrial managed switch; 8 ports; 2xSFP; 10M/100M/1G | PLC-REMOTE | NZ | 4015
600111 | NZ2AW1GNAL | Network Bridge Module: CC-Link IE TSN-AnyWireASLINK | PLC-REMOTE | NZ | 2120
338817 | NZ2GF2B1N1-16T | PLC CC-Link IE Field I/O module;16 outputs;Transistor, sink;1-wire | PLC-REMOTE | NZ | 578
312891 | NZ2GF2B1-32T | CC-Link IE field network remote IO, 32 Points Output Sink | PLC-REMOTE | NZ | 1073
312893 | NZ2GF2B1-32DT | CC-Link IE field network remote IO, 32 Points Input-Output Plus Common/Sink | PLC-REMOTE | NZ | 1047
297159 | NZ2GF2S1-16T | PLC CC-Link IE Field Remote I/O Module;16 transistor outputs; sink; spring clamp | PLC-REMOTE | NZ | 633
408985 | NZ2GF2S-60IOLD8 | PLC CC-Link IE Field Remote IO-Link master; 8 chan. max.; spring clamp terminal | PLC-REMOTE | NZ | 2175
314838 | NZ2GF12A-60IOLH8 | PLC CC-Link IE Field;Waterproof type Remote IO-Link unit | PLC-REMOTE | NZ | 2007
295955 | NZ2EHG-T8N | Industrial Switch; 8 ports; 10/100/1000 Mbps; DIN; CC-Link IE Field compatible | PLC-REMOTE | NZ | 963
298510 | NZ2MHG-T8F2 | Ind. Managed Switch; 8 ports(2 fiber-op.); 10/100/1000 Mbps; CC-Link IE+Eth. mix | PLC-REMOTE | NZ | 2355
313071 | NZ2MFB1-32T | PLC CC-Link IE Field Basic, 32 Transitor Output DC12V/24V(0.5A), Sink, Screw | PLC-REMOTE | NZ | 832
313073 | NZ2MFB1-32DT | PLC CC-Link IE Field Basic, 16 Input, DC24V, 16 Output, 24V 0.5, Sink | PLC-REMOTE | NZ | 832
339024 | NZ2MF2S1-32D | PLC CC-Link IE Field Basic, 32 Input, DC24V, Single Wire, Spring clamp | PLC-REMOTE | NZ | 868
339025 | NZ2MF2S1-32T | PLC CC-Link IE Field Basic, 32 Transitor Output DC12V/24V(0.5A), Sink, Spr.clamp | PLC-REMOTE | NZ | 868
339026 | NZ2MF2S1-32TE1 | PLC CC-L IE Field Basic, 32 Transitor Output, DC12V/24V(0.1A), Source, Spr.clamp | PLC-REMOTE | NZ | 868
339027 | NZ2MF2S1-32DT | PLC CC-L IE Field Basic, 16 Input, DC24V, 16 Output, 24V 0.5, Sink, Spr. clamp | PLC-REMOTE | NZ | 868
339028 | NZ2MF2S1-32DTE1 | PLC CC-L IE Field Basic, 16 Input, DC24V, 16 output, 24V 0.1A, Source, Spr.clamp | PLC-REMOTE | NZ | 868
589595 | NZ2MF2S2-16R | Remote I/O, CC-Link IE Field Basic, 16 relay out., DC24V/AC240V 2A, spring clamp | PLC-REMOTE | NZ | 852
304894 | NZ2EX2B1N-16D | PLC CC-Link IE Field I/O module;16 inputs; DC | PLC-REMOTE | NZ | 444
313468 | NZ2EX2B-60AD4 | PLC CC-Link IE Field Ext. I/O module; 4 channel analogue to digital | PLC-REMOTE | NZ | 952
313469 | NZ2EX2B-60DA4 | PLC CC-Link IE Field Ext. I/O module; 4 outputs; digital to analogue | PLC-REMOTE | NZ | 1100
297155 | NZ2EX2S1-16D | PLC CC-Link IE Field, additional DC, spring clamp terminal block | PLC-REMOTE | NZ | 578
297157 | NZ2EX2S1-16TE | PLC CC-Link IE Field Extension Module;16 transistor outputs;source;spring clamp | PLC-REMOTE | NZ | 578
307261 | NZ2GF12A4-16DE | PLC CC-Link IE Field I/O module;16 inputs; IP67 | PLC-REMOTE | NZ | 1383
312890 | NZ2GF2B1-32D | CC-Link IE field network remote IO, 32 Points Input Plus Common/Minus Common | PLC-REMOTE | NZ | 1015
312894 | NZ2GF2B1-32DTE | CC-Link IE field network remote IO, 32 Points Input-Output (Minus Common/Source) | PLC-REMOTE | NZ | 1141
312892 | NZ2GF2B1-32TE | CC-Link IE field network remote IO, 32 Points Output Source | PLC-REMOTE | NZ | 1255
311383 | NZ2GF2B1N1-16D | PLC CC-Link IE Field I/O module;16 inputs;sink/source;1-wire | PLC-REMOTE | NZ | 555
311859 | NZ2GF2B1N1-16TE | PLC CC-Link IE Field I/O module;16 outputs, Transistor output (source type) | PLC-REMOTE | NZ | 578
312906 | NZ2GF2B2-16R | CC-Link IE field network remote IO, Relay output, 16 Points, Screw | PLC-REMOTE | NZ | 1124
312907 | NZ2GF2B2-16S | CC-Link IE field network remote IO,Triac Output 16 Point, AC100-40V/0.6A, Screw | PLC-REMOTE | NZ | 1592
306628 | NZ2GF2B-60TCRT4 | PLC, CC-Link IE Field DC Input, Temperature Control Unit | PLC-REMOTE | NZ | 2068
306627 | NZ2GF2B-60TCTT4 | PLC, CC-Link IE Field DC Input, Temperature Control Unit | PLC-REMOTE | NZ | 2068
291277 | NZ2GF2BN-60AD4 | PLC CC-Link IE Field I/O module;4 channels, Input: -10-10 V DC, 0-20 mA DC | PLC-REMOTE | NZ | 1281
291278 | NZ2GF2BN-60DA4 | PLC CC-Link IE Field I/O module;4 channels, Output: -10-10 V DC, 0.-20 mA DC | PLC-REMOTE | NZ | 1281
297158 | NZ2GF2S1-16D | PLC CC-Link IE Field, basic DC input, spring clamp terminal block | PLC-REMOTE | NZ | 633
297160 | NZ2GF2S1-16TE | PLC CC-Link IE Field Remote I/O Module;16 transistor outputs;source;spring clamp | PLC-REMOTE | NZ | 633
312909 | NZ2GF2S2-16R | CC-Link IE field network remote IO, 16 Points, DC24V/2A, AC240V/2A, Spring | PLC-REMOTE | NZ | 1227
312910 | NZ2GF2S2-16S | CC-Link IE field network remote IO, 16 Points, AC100-240V/0.6A, Spring | PLC-REMOTE | NZ | 1541
312911 | NZ2GF2S-60MD4 | CC-Link IE field network remote IO, Multi input module 4 channel、40ms/4ch | PLC-REMOTE | NZ | 2109
266160 | NZ2GF-CCB | PLC CC-Link IE Field to CC-Link Bridge Module | PLC-REMOTE | NZ | 579
296515 | NZ2GFCF1-32D | PLC CC-Link IE Field DC Input 32 points, FCN | PLC-REMOTE | NZ | 940
296517 | NZ2GFCF1-32DT | PLC CC-Link IE Field DC Input +COM Transistor sink, 32 points, FCN | PLC-REMOTE | NZ | 940
266159 | NZ2GFCF-D62PD2 | PLC CC-Link IE Field High Speed Countermodule;2 channels | PLC-REMOTE | NZ | 1520
313070 | NZ2MFB1-32D | PLC CC-Link IE Field Basic, 32 Input, DC24V, Screw , Single Wire | PLC-REMOTE | NZ | 832
313074 | NZ2MFB1-32DTE1 | PLC CC-Link IE Field Basic, 16 Input , DC24V, 16 output, 24V 0.1A, Source | PLC-REMOTE | NZ | 832
313072 | NZ2MFB1-32TE1 | PLC CC-Link IE Field Basic, 32 Transitor Output, DC12V/24V(0.1A), Source, Screw | PLC-REMOTE | NZ | 832
313126 | NZ2MFB2-16R | PLC CC-Link IE Field Basic, 16 Relay Output, DC24V/AC240V 2A, Screw | PLC-REMOTE | NZ | 816
253007 | NZ2GF-ETB | CC-Link IE Field Network Ethernet adapter unit | PLC-REMOTE | NZ | 2093
584215 | NZ2FTS1-16T | Digital Output Module; NZ2FT Series; 16 transistor outputs; sink; spring clamp | PLC-REMOTE | NZ | 223
473229 | NZ2FTS1-16TE | Digital Output Module; NZ2FT Series; 16 transistor outputs; source; spring clamp | PLC-REMOTE | NZ | 223
47397 | 1E-VD01E | RV-2F(B) Robot Pneumatic single valve set incl. noise-inferior | ROBOT | Aksesuar | ***
250471 | 1F-VD02E-01 | RH-FH Pneumatic double valve set incl. noise-inferior | ROBOT | Aksesuar | ***
255282 | 1F-VD02E-02 | RV-F Pneumatic double valve set incl. noise-inferior | ROBOT | Aksesuar | ***
268830 | 1F-VD02E-03 | RV-13F/RV-20F Pneumatic double valve set incl. noise-inferior | ROBOT | Aksesuar | ***
47398 | 1E-VD02E | RV-2F(B) Robot Pneumatic double valve set incl. noise-inferior | ROBOT | Aksesuar | ***
250470 | 1F-VD01E-01 | RH-FH Pneumatic single valve set incl. noise-inferior | ROBOT | Aksesuar | ***
255281 | 1F-VD01E-02 | RV-F Pneumatic single valve set incl. noise-inferior | ROBOT | Aksesuar | ***
268829 | 1F-VD01E-03 | Valve set incl. valve block and noise reducer 1F-VD01E-0 f. Rob.type:RV13F/RV20F | ROBOT | Aksesuar | ***
268831 | 1F-VD03E-03 | RV-13F/RV-20F Pneumatic triple valve set incl. noise-inferior | ROBOT | Aksesuar | ***
250473 | 1F-VD04E-01 | RH-FH Pneumatic quadruple valve set incl. noise-inferior | ROBOT | Aksesuar | ***
255284 | 1F-VD04E-02 | RV-F Pneumatic quadruple valve set incl. noise-inferior | ROBOT | Aksesuar | ***
268832 | 1F-VD04E-03 | RV-13F/RV-20F Pneumatic quadruple valve set incl. noise-inferior | ROBOT | Aksesuar | ***
277713 | 1F-VV02E-01 | RH-1F(R)HR Vacuum Double valves | ROBOT | Aksesuar | ***
257063 | 1S-HC30C-11 | RV-2SD Hand input cable | ROBOT | Aksesuar | ***
153058 | 1S-VD02E-01 | Robot Pneumatic double valve set incl. noise-inferior | ROBOT | Aksesuar | ***
153059 | 1S-VD03E-01 | Robot Pneumatic triple valve set incl. noise-inferior | ROBOT | Aksesuar | ***
153062 | 1S-VD04E-01 | Robot Pneumatic quadruple valve set incl. noise-inferior | ROBOT | Aksesuar | ***
218862 | 2D-TZ378 | Robot option I/O-Interface: 32 inputs /32 Outputs (internal I/O´s expansion) | ROBOT | Aksesuar | ***
282409 | 2D-TZ535-EIP-SET | Robot Network Interface EtherNet/IP | ROBOT | Aksesuar | ***
269546 | 2D-TZ535-PN-SET | Robot Network Interface Profinet IO | ROBOT | Aksesuar | ***
219063 | 2D-TZ576 | Robot option CC-Link-Interface-card | ROBOT | Aksesuar | ***
218861 | 2D-TZ577 | Robot option PROFIBUS interface-card 2D-TZ577 | ROBOT | Aksesuar | ***
325729 | 2F-DQ511 | MELFA Smart Plus Card A-Type | ROBOT | Aksesuar | ***
486380 | 2F-DQ521 | MELFA Smart Plus Card B-Type | ROBOT | Aksesuar | ***
324560 | 2F-DQ535-CCIEF-SET | Network Interface SET CC-Link IE Field for CR800 Contr. | ROBOT | Aksesuar | ***
413963 | 2F-DQ535-ECT-SET | Network Interface SET EtherCAT for CR800 Contr. | ROBOT | Aksesuar | ***
596847 | 3F-53U-WINM | Software 3F-53U-WINM; MELFA-3D Vision 3.0; USB | ROBOT | Aksesuar | ***
313105 | 4F-FS002H-W1000 | Force Sensor Set 1000N incl. Interface unit (2F-DQ561) for FR Series 4F-FS002H-W | ROBOT | Aksesuar | ***
313064 | 4F-FS002H-W200 | Force Sensor Set 200N incl. Interface unit (2F-DQ561) for FR Series 4F-FS002H-W2 | ROBOT | Aksesuar | ***
313061 | 4F-SF002-01 | Safety option unit MELFA SafePlus for CR800 Controller | ROBOT | Aksesuar | ***
214968 | R32TB | Robot Teaching Box R32TB; Narc controller (standard version) | ROBOT | Aksesuar | ***
218854 | R56TB | Robot Teaching Box; Narc controller (Colour / Touch version) | ROBOT | Aksesuar | ***
324580 | RT ToolBox3 Pro | Robot Programming/Simulation Software, MELFA-Works, Win10/11, 1 Licence USB | ROBOT | Aksesuar | ***
324579 | RT ToolBox3 Standard | Robot Programming/Simulation Software, Win10/11, 1 Licence USB | ROBOT | Aksesuar | ***
503386 | RT VisualBox | Vis Robot Programming/Simulation SW for MELFA ASSISTA, Win10/11, 1 Licence USB | ROBOT | Aksesuar | ***
503387 | RT VisualBox - RT Toolbox3 Set | Robot programming and simulation Software Set for MELFA ASSISTA, Win 10/11 | ROBOT | Aksesuar | ***
325728 | 2F-DQ510 | MELFA Smart Plus Card Pack A-Type | ROBOT | Aksesuar | ***
250474 | 1F-HC35C-01 | RH-FH Hand input cable | ROBOT | Aksesuar-KABLO | ***
255286 | 1F-HC35S-02 | RV-4F/RV-7F Hand input cable | ROBOT | Aksesuar-KABLO | ***
303980 | 1F-05CBL-21 | RV-35F/RV-50F/RV-70F Extension cable, 5m | ROBOT | Aksesuar-KABLO | ***
303977 | 1F-GR2000S-22 | RV-35F/RV-50F/RV-70F Hand output cable (9~16), 2m | ROBOT | Aksesuar-KABLO | ***
47391 | 1E-GR35S | Robot option Connection cable for customer specific valves | ROBOT | Aksesuar-KABLO | ***
313108 | 1F-10LUCBL-41 | Machine cable for CR800 controller, high flexible, 10m | ROBOT | Aksesuar-KABLO | ***
313106 | 1F-10UCBL-41 | Machine cable for CR800 controller, standard, 10m | ROBOT | Aksesuar-KABLO | ***
313109 | 1F-15LUCBL-41 | Machine cable for CR800 controller, high flexible, 15m | ROBOT | Aksesuar-KABLO | ***
313107 | 1F-15UCBL-41 | Machine cable for CR800 controller, standard, 15m | ROBOT | Aksesuar-KABLO | ***
303976 | 1F-GR2000S-21 | RV-35F/RV-50F/RV-70F Hand output cable (1~8), 2m | ROBOT | Aksesuar-KABLO | ***
255285 | 1F-GR35S-02 | RV-4F/RV-7F Hand output cable | ROBOT | Aksesuar-KABLO | ***
250467 | 1F-GR60S-01 | RH-FH Hand output cable | ROBOT | Aksesuar-KABLO | ***
303978 | 1F-HC2000S-21 | RV-35F/RV-50F/RV-70F Hand input cable (1~8), 2m | ROBOT | Aksesuar-KABLO | ***
303979 | 1F-HC2000S-22 | RV-35F/RV-50F/RV-70F Hand input cable (9~16), 2m | ROBOT | Aksesuar-KABLO | ***
218857 | 2D-CBL05 | Robot option I/O-port cable with connector; 5 m | ROBOT | Aksesuar-KABLO | ***
312997 | RH-1FRHR5515-D | Industrial Robot RH-1FRHR-D 4-axis; +/- 0,012mm; 1kg; 550/150mm; incl. CR800 | ROBOT | ROBOT KOL | ***
312985 | RH-6FRH5520N-D | Industrial Robot RH-6FRH-D 4-axis; +/- 0,012mm; 6kg; 550/200mm; incl. CR800 | ROBOT | ROBOT KOL | ***
492799 | RV-8CRL-D-S15 | Industrial Robot RV-8CRL-D 6-axis; +/- 0,02mm; 8kg; 931 mm; IP65; incl. CR800 | ROBOT | ROBOT KOL | ***
732979 | RH-10CRH8030-D-S15 | Industrial Robot; RH-10CRH-D; 4-axis; +/- 0,025mm; 10kg; 800/300mm; incl. CR800 | ROBOT | ROBOT KOL | ***
713769 | RV-12CRL-D-S15 | Industrial Robot RV-12CRL-D 6-axis; +/- 0,04mm; 12kg; 1504 mm; IP65; incl. CR800 | ROBOT | ROBOT KOL | ***
313099 | RV-13FRLM-D | Industrial Robot RV-13FR-D 6-axis; +/- 0.05mm; 13kg; 1388mm; IP67; incl. CR800 | ROBOT | ROBOT KOL | ***
313052 | RV-2FR-D-S25 | Industrial Robot RV-2FR-D 6-axis; +/- 0,02mm;2kg;504mm;IP30;incl. CR800;no brake | ROBOT | ROBOT KOL | ***
313089 | RV-4FRLM-D | Industrial Robot RV-4FR-D 6-axis; +/- 0,02mm; 4kg; 649mm; IP67; incl. CR800 | ROBOT | ROBOT KOL | ***
313095 | RV-7FRLLM-D | Industrial Robot RV-7FR-D 6-axis; +/- 0.06mm; 7kg; 1503mm; IP67; incl. CR800 | ROBOT | ROBOT KOL | ***
313093 | RV-7FRLM-D | Industrial Robot RV-7FR-D 6-axis; +/- 0,02mm; 7kg; 908mm; IP67; incl. CR800 | ROBOT | ROBOT KOL | ***
312991 | RH-12FRH8535N-D | Industrial Robot RH-12FRH-D 4-axis; +/- 0,015mm; 12kg; 850/350mm; incl. CR800 | ROBOT | ROBOT KOL | ***
312995 | RH-20FRH10035N-D | Industrial Robot RH-20FRH-D 4-axis; +/- 0,02mm; 20kg; 1000/350mm; incl. CR800 | ROBOT | ROBOT KOL | ***
500837 | RH-3CRH4018-D-S15 | Industrial Robot; RH-3CRH-D; 4-axis; +/- 0,01mm; 3kg; 400/180mm; incl. CR800 | ROBOT | ROBOT KOL | ***
500838 | RH-6CRH6020-D-S15 | Industrial Robot; RH-6CRH-D; 4-axis; +/- 0,02mm; 6kg; 600/200mm; incl. CR800 | ROBOT | ROBOT KOL | ***
312663 | RV-20FRM-D | Industrial Robot RV-20FR-D 6-axis; +/- 0.05mm; 20kg; 1094mm; IP67; incl. CR800 | ROBOT | ROBOT KOL | ***
301704 | RV-35FM-D1-S15 | Industrial Robot RV-35F-D 6-axis; +/- 0.07mm; 35kg; 2050mm; IP67; incl. CR760 | ROBOT | ROBOT KOL | ***
502852 | RV-5AS-D | Industrial Cobot Melfa Assista RV-5AS-D 6-axis; 5kg; 910mm; CR800 | ROBOT | ROBOT KOL | ***
301792 | RV-70FM-D1-S15 | Industrial Robot RV-70F-D 6-axis; +/- 0.07mm; 70kg; 2050mm; IP67; incl. CR760 | ROBOT | ROBOT KOL | ***
160225 | MR-J3CN1 | signal connector for MR-J3-A | SERVO MOTION | Aksesuar | 30.2
161573 | MR-PWCNS4 | Power Connector Set for HG-SR, HG-JR, HK-ST | SERVO MOTION | Aksesuar | 123
161574 | MR-PWCNS5 | Power Connector Set for HG-SR, HG-JR, HK-ST, KT-RT | SERVO MOTION | Aksesuar | 123
161575 | MR-BKCNS1 | Brake-Connector-Set for HF-SE/SN/SP/JP, HG-SN/SR, HK-ST/RT motor | SERVO MOTION | Aksesuar | 83.8
45945 | MR-RB30 | Optional regeneration unit - 300W - 13 Ohm | SERVO MOTION | Aksesuar | 486
55912 | MR-J2CN1 | Connector Kit CN1 I/O | SERVO MOTION | Aksesuar | 36
64034 | MR-BKCN | Connector for Brake HC-SFS, HA-FF-C-UE | SERVO MOTION | Aksesuar | 100.9
64035 | MR-PWCNS2 | Power connector for HC-SFS202, 352, 502; HC-RFS353, 503 -Motors | SERVO MOTION | Aksesuar | 148
64036 | MR-PWCNS1 | Power connector for HC-SFS52, 102, 152; HC-RFS103, 153, 203 -Motors | SERVO MOTION | Aksesuar | 105
64037 | MR-PWCNF | Power connector for HA-FF EC motors | SERVO MOTION | Aksesuar | 141
70004 | MR-A-TM | SSCNET II Bus terminator MR-J2SB | SERVO MOTION | Aksesuar | 29.2
136358 | MR-PWCNS3 | Power Connector Set for HF-SP,HG-SR702/7024, HG-JR703/7034/903/9034 motor | SERVO MOTION | Aksesuar | 336
149764 | MR-J2CMP2 | Reference signal connector for MR-J3-T | SERVO MOTION | Aksesuar | 37.7
153365 | MR-RB6B-4 | Optional regeneration unit - 500 W - 20 Ohm (For 400V 3 phase systems) | SERVO MOTION | Aksesuar | 1602
154746 | MR-PWR-R T 400-120 | Brake resistor with thermocontact (400V) for MR-J4/J5; 120 Ohm/400W; (MR-RB3M-4) | SERVO MOTION | Aksesuar | 172
154751 | MR-PWR-R T 600-47 | Brake Resistor with thermocontact (400 V), 47 Ohm/ 600W; (MR-RB3G-4, MR-RB5G-4) | SERVO MOTION | Aksesuar | 203
154752 | MR-PWR-R T 600-26 | Brake resistor MR-J4/J4W/J5/J5W; 26Ohm/600W(MR-RB34,MR-RB34-4,MR-RB54-4,MR-RB14) | SERVO MOTION | Aksesuar | 260
161572 | MR-ECNM | Encoder-connector-set for HF-KE,-KN,-KP,-MP, HG-KN,-KR,-MR motor types | SERVO MOTION | Aksesuar | 37.7
161576 | MR-J3SCNS | Encoder-Connector-Set for HF-SE/SN/SP/JP, HG-JR/SN/SR, HK-ST/RT motor,(Straight) | SERVO MOTION | Aksesuar | 37.7
192174 | MR-J3CN2 | Encoder-connector-set (for CN2L) | SERVO MOTION | Aksesuar | 117
210966 | MR-ENECNS | Encoder-connector-set for HF-JP11/15K1M | SERVO MOTION | Aksesuar | 117
213967 | MR-RB3G-4 | Optional regeneration unit; 300 W; 47 Ohm | SERVO MOTION | Aksesuar | 1281
213968 | MR-RB34-4 | Optional regeneration unit; 300 W; 26 Ohm | SERVO MOTION | Aksesuar | 1261
227427 | MR-BKCNS1A | Brake Connector-Set for HF-JP(B), HK-ST/RT motor | SERVO MOTION | Aksesuar | 108
227979 | MR-J3DDCNS | Encoder-connector-set for TM-RF | SERVO MOTION | Aksesuar | 334
227980 | MR-J3DDSPS | Encoder-connector-set for TM-RF und MR-BTAS01 | SERVO MOTION | Aksesuar | 334
227981 | MR-BTAS01 | Absolute unit | SERVO MOTION | Aksesuar | 1272
248693 | MR-BT6VCASE | Battery case (5 x MR-BAT6V1); w/o batteries | SERVO MOTION | Aksesuar | 108
248699 | MR-RB5N | Brake resistor (9 Ohm. 500 W) for J4-350 | SERVO MOTION | Aksesuar | 820
260404 | MR-J3W03CN2-2P | Encoder-connector-set for HG-AK motor type | SERVO MOTION | Aksesuar | 62.5
268791 | MR-J4-T20 | Conversion Unit for SSCNET of MR-J2S-B | SERVO MOTION | Aksesuar | 353
269425 | MR-PWR-R T 400-9 | Brake resistor with thermocontact for MR-J4/J4W/J5/J5W; 9 Ohm/400W; (MR-RB3N) | SERVO MOTION | Aksesuar | 168
271049 | MR-MC210 | Positioning board for SSCNETIII/H - PCI - 20 Axes | SERVO MOTION | Aksesuar | 2441
271050 | MR-MC211 | Positioning board for SSCNETIII/H - PCI - 32 Axes | SERVO MOTION | Aksesuar | 3661
275670 | MR-D30 | Functional safety unit for MR-J4 (STO/SS1/SBC/SLS/SSM) | SERVO MOTION | Aksesuar | 695
281990 | MR-CR55K | Converter Unit 55kW for 30kW-55KW servo drives, 200V | SERVO MOTION | Aksesuar | 12159
281991 | MR-CR55K4 | Converter Unit 55kW for 30kW-55KW servo drives, 400V | SERVO MOTION | Aksesuar | 12159
290527 | MR-MC240 | Positioning board for SSCNETIII/H - PCI Express - 20 Axes | SERVO MOTION | Aksesuar | 2441
290528 | MR-MC241 | Positioning board for SSCNETIII/H - PCI Express - 32 Axes | SERVO MOTION | Aksesuar | 3661
291776 | MR-MV200 | SSCNET III/H Optical Network Hub | SERVO MOTION | Aksesuar | 1129
293205 | MR-RB1H-4 | Brake resistor (82 Ohm. 100 W) for MR-J4-60/100-_4 | SERVO MOTION | Aksesuar | 1068
294757 | MR-J4W03CNP2-2P | Power-Connector-Set for HG-AK Motor, 2 pcs. | SERVO MOTION | Aksesuar | 62.5
299485 | MR-D30-EB | Functional safety unit for MR-J4 (STO/SS1/SBC/SLS/SSM), Double Coating | SERVO MOTION | Aksesuar | 933
308599 | MR-MT2010 | MR-MT2000 Sensing Unit SSCNET III/H Headstation | SERVO MOTION | Aksesuar | 1003
308601 | MR-MT2200 | MR-MT2000 Sensing Unit SSCNET III/H Pulse I/O Module (2in / 2out) | SERVO MOTION | Aksesuar | 1362
308602 | MR-MT2300 | MR-MT2000 Sensing Unit SSCNET III/H Analog I/O Module (4AI / 4AO) | SERVO MOTION | Aksesuar | 2004
308603 | MR-MT2400 | MR-MT2000 Sensing Unit SSCNET III/H Encoder Module (2in) | SERVO MOTION | Aksesuar | 1418
298071 | MR-J3ENS-CVR | Connector Cover for MR-J3ENSCBL cable | SERVO MOTION | Aksesuar | 48.4
308600 | MR-MT2100 | MR-MT2000 Sensing Unit SSCNET III/H I/O Module (16DI / 16DO) | SERVO MOTION | Aksesuar | 918
62877 | MR-RB032 | Optional regeneration unit - 30W - 40 Ohm | SERVO MOTION | Aksesuar | 315
204032 | MR-RB14 | Optional regeneration unit; 300 W; 6,7 Ohm | SERVO MOTION | Aksesuar | 482
137278 | MR-RFH 220-40 | Brake resistor (200 V), 40 Ohm/400 W; (MR-RB32, MR-RB12) | SERVO MOTION | Aksesuar | 167
137277 | MR-RFH 400-13 | Brake resistor (200 V) for MR-JE/J4/J5 13; Ohm/600 W; (MR-RB30, MR-RB50) | SERVO MOTION | Aksesuar | 205
137275 | MR-RFH 400-6,7 | Brake resistor (200 V) for MR-J4/J5; 6.7 Ohm/600 W; (MR-RB31, MR-RB51) | SERVO MOTION | Aksesuar | 164
137279 | MR-RFH 75-40 | Brake resistor (200 V) for MR-JE/J4/J5 40; Ohm/150 W; (MR-RB032, MR-RB12) | SERVO MOTION | Aksesuar | 143
189332 | MF-2F230-006.230MFa | Radio interference filter for MR-J3/MR-J4/MR-J5; 6 A; 1-phase 230 V AC/50-60 Hz | SERVO MOTION | Aksesuar | 185
189331 | MF-2F230-006.230MFb | Radio interference filter for MR-J3/MR-J4/MR-J5; 6 A; 1-phase 230 V AC/50-60 Hz | SERVO MOTION | Aksesuar | 199
291739 | MF-2F230-006.230MFc | Radio interference filter for MR-J4-TM; 6 A; single phase 230 V AC /50-60 Hz | SERVO MOTION | Aksesuar | 192
258685 | MF-2F230-006.232MF | Radio interference filter for MR-J4W/MR-J5W; 6 A; 1-phase 230 V AC/50-60 Hz | SERVO MOTION | Aksesuar | 218
258261 | MF-2F230-015.232MF | Radio interference filter for MR-J4W/MR-J5W; 15 A; 1-phase 230 V AC/50-60 Hz | SERVO MOTION | Aksesuar | 372
208775 | MF-3F480-010.233MF | Radio interference filter for MR-J3/MR-J4/MR-J5; 10 A; 3-phase 480 V AC/50-60 Hz | SERVO MOTION | Aksesuar | 386
200463 | MF-3F480-015.230MF3 | Radio interference filter for MR-J3/MR-J4; 15 A; 3-phase 480 V AC/50-60 Hz | SERVO MOTION | Aksesuar | 468
270474 | MF-3F480-015.234MF | Radio interference filter for MR-J4-350x4; 15 A; 3-phase 480 V AC /50-60 Hz | SERVO MOTION | Aksesuar | 415
203854 | MF-3F480-025.230MF3 | Radio interference filter for MR-J3/MR-J4/MR-J5; 25 A; 3-phase 480 V AC/50-60 Hz | SERVO MOTION | Aksesuar | 544
189329 | MF-3F480-035.230 | Radio interference filter for MR-J3; 35 A; 3-phase 480 V AC /50-60 Hz | SERVO MOTION | Aksesuar | 742
203855 | MF-3F480-050.230MF3 | Radio interference filter for MR-J3/MR-J4/MR-J5; 50 A; 3-phase 480 V AC/50-60 Hz | SERVO MOTION | Aksesuar | 772
227425 | MR-J3SCNSA | Encoder-Connector-Set for HF-SE/SN/SP/JP, HG-JR/SN/SR, HK-ST/RT motor, (Angle) | SERVO MOTION | Aksesuar | 37.7
271229 | SC-J2SBJ4CSET-01 | Renewal Kit MR-J2S-B - MR-J4-B Amplifier cable set 7kW or less | SERVO MOTION | Aksesuar | 501
271230 | SC-J2SBJ4CSET-02 | Renewal Kit MR-J2S-B - MR-J4-B Amplifier cable set 11kW or more | SERVO MOTION | Aksesuar | 1010
271221 | SC-J2SBJ4KT02K | Renewal Kit MR-J2S-B - MR-J4-B 100/200W | SERVO MOTION | Aksesuar | 1089
271222 | SC-J2SBJ4KT06K | Renewal Kit MR-J2S-B - MR-J4-B 400/600W | SERVO MOTION | Aksesuar | 1064
271227 | SC-J2SBJ4KT15K | Renewal Kit MR-J2S-B - MR-J4-B 11k/15kW | SERVO MOTION | Aksesuar | 3250
271223 | SC-J2SBJ4KT1K | Renewal Kit MR-J2S-B - MR-J4-B 700/1kW | SERVO MOTION | Aksesuar | 998
271228 | SC-J2SBJ4KT22K | Renewal Kit MR-J2S-B - MR-J4-B 22kW | SERVO MOTION | Aksesuar | 4704
271224 | SC-J2SBJ4KT3K | Renewal Kit MR-J2S-B - MR-J4-B 2k/3.5kW | SERVO MOTION | Aksesuar | 1194
271225 | SC-J2SBJ4KT5K | Renewal Kit MR-J2S-B - MR-J4-B 5kW | SERVO MOTION | Aksesuar | 734
271226 | SC-J2SBJ4KT7K | Renewal Kit MR-J2S-B - MR-J4-B 7kW | SERVO MOTION | Aksesuar | 816
289341 | SC-J2SJ4BS01 | MR-J4 200V amplifier: for 0.7, 1kW Mounting plate (base ×1, amplifier base ×1) | SERVO MOTION | Aksesuar | 171
289342 | SC-J2SJ4BS02 | MR-J4 400V amplifier: for 0.6, 1kW Mounting plate (amplifier base ×1) | SERVO MOTION | Aksesuar | 128
289343 | SC-J2SJ4BS03 | MR-J4 200V amplifier: for 2, 3.5kW / MR-J4 400V: for 2kW Mounting plate | SERVO MOTION | Aksesuar | 236
289344 | SC-J2SJ4BS04 | MR-J4 200V amplifier: for 5kW / MR-J4 400V amplifi er: for 3.5kW Mounting plate | SERVO MOTION | Aksesuar | 131
289365 | SC-J2SJ4BS05 | MR-J4 200V/400V amplifier: for 7kW Mounting plate (amplifi er base ×1) | SERVO MOTION | Aksesuar | 172
289366 | SC-J2SJ4BS06 | MR-J4 200V/400V amplifier: for 11, 15kW Mounting plate (base ×1, amplifier base) | SERVO MOTION | Aksesuar | 588
289367 | SC-J2SJ4BS07 | MR-J4 200V/400V amplifier: for 22kW Mounting plate (base ×1, amplifier base ×1) | SERVO MOTION | Aksesuar | 1071
212032 | TB-20-EG (IT68) | Terminal block, 20 pin., screw connection | SERVO MOTION | Aksesuar | 43.3
212033 | TB-50-EG (IT27) | Terminal block, 50 pin., screw connection | SERVO MOTION | Aksesuar | 122
215134 | TB-26-EG | Terminal block, 26 pin., screw connection | SERVO MOTION | Aksesuar | 58
248686 | MR-ENCNS2 | Encoder Connector Set for HG-SN/SR, HK-ST/RT motor, IP67 (Straight Type) | SERVO MOTION | Aksesuar | 130
248687 | MR-ENCNS2A | Encoder Connector Set for HG-SN/SR, HK-ST/RT motor, IP67 (Angle Type) | SERVO MOTION | Aksesuar | 130
277392 | TB-34-EG | Terminal block, 34 pin., screw connection for MR-JE | SERVO MOTION | Aksesuar | 106
161555 | MR-J3ENCBL5M-A2-L | Encodercable; for HF-KE,-KN,-KP,-MP, HG-KN,-KR,-MR, 5m (lead out encoder) | SERVO MOTION | Aksesuar-KABLO | 93.6
161568 | MR-J3ENSCBL5M-L | Encodercable; for HC-RP, HF-SN/SP/JP, HG-SN/SR, HK-KT/RT/ST; 5m, IP67 | SERVO MOTION | Aksesuar-KABLO | 93.6
161600 | MR-PWS1CBL5M-A2-L | Power cable; for HF-KE,-KN,-KP,-MP, HG-KN,-KR,-MR, 5m (Lead out Encoder) | SERVO MOTION | Aksesuar-KABLO | 91.6
161613 | MR-BKS1CBL5M-A2-L | Brake cable; for HF-KE,-KN,-KP,-MP, HG-KN,-KR,-MR, 5m (Lead out Encoder) | SERVO MOTION | Aksesuar-KABLO | 76.8
286091 | MR-J4W03PWCBL5M-A-H | Power cable; for HG-AK, high-flexible, 5m | SERVO MOTION | Aksesuar-KABLO | 294
160229 | MR-J3USBCBL3M | USB PC Communication cable 3m | SERVO MOTION | Aksesuar-KABLO | 192
274005 | MR-J4THCBL03M | Juction Cable for MR-J4 with linear servo motor | SERVO MOTION | Aksesuar-KABLO | 179
55910 | MR-CPCATCBL3M | Computer Link Cable for MR-J2S; MR-C; 3 m | SERVO MOTION | Aksesuar-KABLO | 183
70009 | MR-J2HBUS05M-A | SSCNET II-Cable link to MR-J2SB, 0,5 m | SERVO MOTION | Aksesuar-KABLO | 274
70011 | MR-J2HBUS5M | SSCNET II-Buscable for MR-J2S-B, 5 m | SERVO MOTION | Aksesuar-KABLO | 326
70012 | MR-J2HBUS1M | SSCNET II-Buscable for MR-J2S-B, 1 m | SERVO MOTION | Aksesuar-KABLO | 287
70014 | MR-J2HBUS05M | SSCNET II-Buscable for MR-J2S-B, 0,5 m | SERVO MOTION | Aksesuar-KABLO | 274
146794 | MR-J2M-CN1TBL05M | Signal cable for MR-TB50 | SERVO MOTION | Aksesuar-KABLO | 224
154367 | MR-J3JCBL03M-A2-L | Encodercable; for HF-KN,-KP,-MP, HG-KR,-MR, 0.3m (lead out encoder), IP20 | SERVO MOTION | Aksesuar-KABLO | 69
160226 | MR-J3ENSCBL2M-H | Encodercable; for HC-RP, HF-SN/SP/JP, HG-SN/SR, HK-KT/RT/ST; high flex.,2m, IP67 | SERVO MOTION | Aksesuar-KABLO | 209
160230 | MR-J3ENCBL2M-A2-H | Encodercable; for HF-KE,-KN,-KP,-MP, HG-KN,-KR,-MR, highflexible, 2m (encoder) | SERVO MOTION | Aksesuar-KABLO | 209
160311 | MR-BKS1CBL2M-A2-H | Brake cable; for HF-KE,-KN,-KP,-MP, HG-KN,-KR,-MR, high flexible, 2m (Encoder) | SERVO MOTION | Aksesuar-KABLO | 159
160312 | MR-J3ENCBL2M-A1-H | Encodercable; for HF-KE,-KN,-KP,-MP, HG-KN,-KR,-MR, highflex. 2m (motor shaft) | SERVO MOTION | Aksesuar-KABLO | 209
161547 | MR-J3ENCBL5M-A1-H | Encodercable; for HF-KE,-KN,-KP,-MP, HG-KN,-KR,-MR, highflex. 5m (motor shaft) | SERVO MOTION | Aksesuar-KABLO | 280
161548 | MR-J3ENCBL10M-A1-H | Encodercable; for HF-KE,-KN,-KP,-MP, HG-KN,-KR,-MR, highflex. 10m (motor shaft) | SERVO MOTION | Aksesuar-KABLO | 487
161549 | MR-J3ENCBL2M-A1-L | Encodercable; for HF-KE,-KN,-KP,-MP, HG-KN,-KR,-MR, 2m (lead out motor shaft) | SERVO MOTION | Aksesuar-KABLO | 103
161550 | MR-J3ENCBL5M-A1-L | Encodercable; for HF-KE,-KN,-KP,-MP, HG-KN,-KR,-MR, 5m (lead out motor shaft) | SERVO MOTION | Aksesuar-KABLO | 117
161551 | MR-J3ENCBL10M-A1-L | Encodercable; for HF-KE,-KN,-KP,-MP, HG-KN,-KR,-MR, 10m (lead out motor shaft) | SERVO MOTION | Aksesuar-KABLO | 179
161552 | MR-J3ENCBL5M-A2-H | Encodercable; for HF-KE,-KN,-KP,-MP, HG-KN,-KR,-MR, highflexible, 5m (encoder) | SERVO MOTION | Aksesuar-KABLO | 280
161553 | MR-J3ENCBL10M-A2-H | Encodercable; for HF-KE,-KN,-KP,-MP, HG-KN,-KR,-MR, highflexible, 10m (encoder) | SERVO MOTION | Aksesuar-KABLO | 487
161554 | MR-J3ENCBL2M-A2-L | Encodercable; for HF-KE,-KN,-KP,-MP, HG-KN,-KR,-MR, 2m (lead out encoder) | SERVO MOTION | Aksesuar-KABLO | 103
161556 | MR-J3ENCBL10M-A2-L | Encodercable; for HF-KE,-KN,-KP,-MP, HG-KN,-KR,-MR, 10m (lead out encoder) | SERVO MOTION | Aksesuar-KABLO | 179
161557 | MR-J3JCBL03M-A1-L | Encodercable; for HF-KN,-KP,-MP, HG-KR,-MR, 0.3m (lead out motor shaft), IP20 | SERVO MOTION | Aksesuar-KABLO | 69
161559 | MR-EKCBL20M-H | Encodercable; for HF-KE,-KN,-KP,-MP, HG-KR,-MR, high-flex 20m (motor shaft) | SERVO MOTION | Aksesuar-KABLO | 555
161560 | MR-EKCBL30M-H | Encodercable; for HF-KE,-KN,-KP,-MP, HG-KR,-MR, high-flex 30m (motor shaft) | SERVO MOTION | Aksesuar-KABLO | 733
161561 | MR-EKCBL20M-L | Encodercable; for HF-KE,-KN,-KP,-MP, HG-KR,-MR, 20m (lead out encoder) | SERVO MOTION | Aksesuar-KABLO | 476
161562 | MR-EKCBL30M-L | Encodercable; for HF-KE,-KN,-KP,-MP, HG-KR,-MR, 30m (lead out encoder) | SERVO MOTION | Aksesuar-KABLO | 682
161563 | MR-J3ENSCBL5M-H | Encodercable; for HC-RP, HF-SN/SP/JP, HG-SN/SR, HK-KT/RT/ST; high flex.,5m, IP67 | SERVO MOTION | Aksesuar-KABLO | 280
161564 | MR-J3ENSCBL10M-H | Encodercable; for HC-RP, HF-SN/SP/JP, HG-SN/SR, HK-KT/RT/ST; high flex.,10m,IP67 | SERVO MOTION | Aksesuar-KABLO | 487
161565 | MR-J3ENSCBL20M-H | Encodercable; for HC-RP, HF-SN,-SP,-JP, HG-SN,-SR, highflexible, 20m, IP67 | SERVO MOTION | Aksesuar-KABLO | 616
161566 | MR-J3ENSCBL30M-H | Encodercable; for HC-RP, HF-SN,-SP,-JP, HG-SN,-SR, highflexible, 30m, IP67 | SERVO MOTION | Aksesuar-KABLO | 815
161567 | MR-J3ENSCBL2M-L | Encodercable; for HC-RP, HF-SN/SP/JP, HG-SN/SR, HK-KT/RT/ST; 2m, IP67 | SERVO MOTION | Aksesuar-KABLO | 103
161569 | MR-J3ENSCBL10M-L | Encodercable; for HC-RP, HF-SN/SP/JP, HG-SN/SR, HK-KT/RT/ST; 10m, IP67 | SERVO MOTION | Aksesuar-KABLO | 179
161570 | MR-J3ENSCBL20M-L | Encodercable; for HC-RP, HF-SN,-SP,-JP, HG-SN,-SR, 20m, IP67 | SERVO MOTION | Aksesuar-KABLO | 529
161571 | MR-J3ENSCBL30M-L | Encodercable; for HC-RP, HF-SN,-SP,-JP, HG-SN,-SR, 30m, IP67 | SERVO MOTION | Aksesuar-KABLO | 758
161578 | MR-J3CN6CBL1M | Monitoringcable | SERVO MOTION | Aksesuar-KABLO | 45.6
161579 | MR-J3BUS015M | SSCNET III Buscable, 0,15 m | SERVO MOTION | Aksesuar-KABLO | 243
161580 | MR-J3BUS03M | SSCNET III Buscable, 0,3 m | SERVO MOTION | Aksesuar-KABLO | 250
161581 | MR-J3BUS05M | SSCNET III Buscable, 0,5 m | SERVO MOTION | Aksesuar-KABLO | 259
161582 | MR-J3BUS1M | SSCNET III Buscable, 1m | SERVO MOTION | Aksesuar-KABLO | 266
161583 | MR-J3BUS3M | SSCNET III Buscable, 3 m | SERVO MOTION | Aksesuar-KABLO | 300
161584 | MR-J3BUS5M-A | SSCNET III Buscable, 5 m | SERVO MOTION | Aksesuar-KABLO | 344
161585 | MR-J3BUS10M-A | SSCNET III Buscable, 10 m | SERVO MOTION | Aksesuar-KABLO | 458
161586 | MR-J3BUS20M-A | SSCNET III Buscable, 20 m | SERVO MOTION | Aksesuar-KABLO | 687
161587 | MR-J3BUS30M-B | SSCNET III Buscable, 30 m | SERVO MOTION | Aksesuar-KABLO | 1716
161588 | MR-J3BUS40M-B | SSCNET III Buscable, 40 m | SERVO MOTION | Aksesuar-KABLO | 2174
161589 | MR-J3BUS50M-B | SSCNET III Buscable, 50 m | SERVO MOTION | Aksesuar-KABLO | 2574
161592 | MR-PWS1CBL5M-A1-H | Power cable; for HF-KE,-KN,-KP,-MP, HG-KN,-KR,-MR, high flex, 5m (motor shaft) | SERVO MOTION | Aksesuar-KABLO | 273
161593 | MR-PWS1CBL10M-A1-H | Power cable; for HF-KE,-KN,-KP,-MP, HG-KN,-KR,-MR, high flex, 10m (motor shaft) | SERVO MOTION | Aksesuar-KABLO | 430
161594 | MR-PWS1CBL2M-A1-L | Power cable; for HF-KE,-KN,-KP,-MP, HG-KN,-KR,-MR, 2m (Lead out motor shaft) | SERVO MOTION | Aksesuar-KABLO | 91.7
161595 | MR-PWS1CBL5M-A1-L | Power cable; for HF-KE,-KN,-KP,-MP, HG-KN,-KR,-MR, 5m (Lead out motor shaft) | SERVO MOTION | Aksesuar-KABLO | 115
161596 | MR-PWS1CBL10M-A1-L | Power cable; for HF-KE,-KN,-KP,-MP, HG-KN,-KR,-MR, 10m (Lead out motor shaft) | SERVO MOTION | Aksesuar-KABLO | 172
161597 | MR-PWS1CBL5M-A2-H | Power cable; for HF-KE,-KN,-KP,-MP, HG-KN,-KR,-MR, high flexible, 5m (Encoder) | SERVO MOTION | Aksesuar-KABLO | 273
161598 | MR-PWS1CBL10M-A2-H | Power cable; for HF-KE,-KN,-KP,-MP, HG-KN,-KR,-MR, high flexible, 10m (Encoder) | SERVO MOTION | Aksesuar-KABLO | 430
161599 | MR-PWS1CBL2M-A2-L | Power cable; for HF-KE,-KN,-KP,-MP, HG-KN,-KR,-MR, 2m (Lead out Encoder) | SERVO MOTION | Aksesuar-KABLO | 91.7
161601 | MR-PWS1CBL10M-A2-L | Power cable; for HF-KE,-KN,-KP,-MP, HG-KN,-KR,-MR, 10m (Lead out Encoder) | SERVO MOTION | Aksesuar-KABLO | 172
161602 | MR-PWS2CBL03M-A1-L | Power cable; for HF-KE,-KN,-KP,-MP, HG-KR,-MR, 0.3 m (Lead out motor shaft) | SERVO MOTION | Aksesuar-KABLO | 45.6
161603 | MR-PWS2CBL03M-A2-L | Power cable; for HF-KE,-KN,-KP,-MP, HG-KR,-MR, 0.3 m (Lead out Encoder) | SERVO MOTION | Aksesuar-KABLO | 45.6
161604 | MR-BKS1CBL2M-A1-H | Brake cable; for HF-KE,-KN,-KP,-MP, HG-KN,-KR,-MR, high flexible,2m(motor shaft) | SERVO MOTION | Aksesuar-KABLO | 159
161605 | MR-BKS1CBL5M-A1-H | Brake cable; for HF-KE,-KN,-KP,-MP, HG-KN,-KR,-MR, high flexible,5m(motor shaft) | SERVO MOTION | Aksesuar-KABLO | 229
161606 | MR-BKS1CBL10M-A1-H | Brake cable; for HF-KE,-KN,-KP,-MP, HG-KN,-KR,-MR,high flexible,10m(motor shaft) | SERVO MOTION | Aksesuar-KABLO | 387
161607 | MR-BKS1CBL2M-A1-L | Brake cable; for HF-KE,-KN,-KP,-MP, HG-KN,-KR,-MR, 2m (Lead out motor shaft) | SERVO MOTION | Aksesuar-KABLO | 77.4
161608 | MR-BKS1CBL5M-A1-L | Brake cable; for HF-KE,-KN,-KP,-MP, HG-KN,-KR,-MR, 5m (Lead out motor shaft) | SERVO MOTION | Aksesuar-KABLO | 96
161609 | MR-BKS1CBL10M-A1-L | Brake cable; for HF-KE,-KN,-KP,-MP, HG-KN,-KR,-MR, 10m (Lead out motor shaft) | SERVO MOTION | Aksesuar-KABLO | 144
161610 | MR-BKS1CBL5M-A2-H | Brake cable; for HF-KE,-KN,-KP,-MP, HG-KN,-KR,-MR, high flexible, 5m (Encoder) | SERVO MOTION | Aksesuar-KABLO | 229
161611 | MR-BKS1CBL10M-A2-H | Brake cable; for HF-KE,-KN,-KP,-MP, HG-KN,-KR,-MR, high flexible, 10m (Encoder) | SERVO MOTION | Aksesuar-KABLO | 387
161612 | MR-BKS1CBL2M-A2-L | Brake cable; for HF-KE,-KN,-KP,-MP, HG-KN,-KR,-MR, 2m (Lead out Encoder) | SERVO MOTION | Aksesuar-KABLO | 77.4
161614 | MR-BKS1CBL10M-A2-L | Brake cable; for HF-KE,-KN,-KP,-MP, HG-KN,-KR,-MR, 10m (Lead out Encoder) | SERVO MOTION | Aksesuar-KABLO | 144
161616 | MR-BKS2CBL03M-A2-L | Brake cable; for HF-KE,-KN,-KP,-MP, HG-KN,-KR,-MR, 0,3 m (Lead out Encoder) | SERVO MOTION | Aksesuar-KABLO | 38.7
189864 | MR-J2M-CN1TBL1M | signal cable for MR-TB50 | SERVO MOTION | Aksesuar-KABLO | 308
212095 | MR-J3TBL-CN3-1M-EG (IT69) | Cable MR-J5-B/MR-J5-G/MR-JET/MR-J4-B /MR-JE-B - TB-20-EG , Length 1 m | SERVO MOTION | Aksesuar-KABLO | 132
212096 | MR-J3TBL-CN3-05M-EG (IT70) | Cable MR-J5-B/MR-J5-G/MR-JET/MR-J4-B /MR-JE-B - TB-20-EG , Length 0,5 m | SERVO MOTION | Aksesuar-KABLO | 112
215135 | MR-ESTBL-CN1-05M-EG | Cable MR-J5W-B/MR-J5W-G/MR-J4W-B - TB-26-EG, Length 0,5 m | SERVO MOTION | Aksesuar-KABLO | 120
215137 | MR-ESTBL-CN1-1M-EG | Cable MR-J5W-B/MR-J5W-G/MR-J4W-B - TB-26-EG, Length 1 m | SERVO MOTION | Aksesuar-KABLO | 129
215497 | MR-J3TBL-CN3-3M-EG (IT) | Cable MR-J5-B/MR-J5-G/MR-JET/MR-J4-B /MR-JE-B- TB-20-EG , Length 3 m | SERVO MOTION | Aksesuar-KABLO | 148
219490 | MR-PWBKSCBL-5M-S1D-L | Power/Brake cable; for HC-RFS/HC-RP/HG-RR353B-503B, standard, 5m | SERVO MOTION | Aksesuar-KABLO | 355
219491 | MR-PWBKSCBL-10M-S1D-L | Power/Brake cable; for HC-RFS/HC-RP/HG-RR353B-503B, standard, 10m | SERVO MOTION | Aksesuar-KABLO | 491
219500 | MR-PWBKSCBL-5M-S2A-L | Power/Brake cable; for HC-RFS/HC-RP/HG-RR103B-203B, standard, 10m | SERVO MOTION | Aksesuar-KABLO | 512
227986 | MR-D05UDL3M-B | STO cable 3m | SERVO MOTION | Aksesuar-KABLO | 187
236043 | MR-J3CDL05M | Protection coordination cable 0.5m | SERVO MOTION | Aksesuar-KABLO | 235
239651 | MR-J3JSCBL03M-A1-L | Encodercable; for HF-KE,-KN,-KP,-MP, HG-KR,-MR, 0.3m (motor shaft), IP65 | SERVO MOTION | Aksesuar-KABLO | 186
239652 | MR-J3JSCBL03M-A2-L | Encodercable; for HF-KE,-KN,-KP,-MP, HG-KR,-MR, 0.3m (lead out encoder), IP65 | SERVO MOTION | Aksesuar-KABLO | 186
244812 | MR-J3ENSCBL50M-H | Encodercable; for HC-RP, HF-SN,-SP,-JP, HG-SN,-SR, highflexible, 50m, IP67 | SERVO MOTION | Aksesuar-KABLO | 1857
246915 | MR-EKCBL5M-H | Encodercable; high-flex, 5m, IP20 | SERVO MOTION | Aksesuar-KABLO | 204
248694 | MR-BT6V1CBL03M | Connection cable for MR-BT6VCASE 0.3 m | SERVO MOTION | Aksesuar-KABLO | 123
248695 | MR-BT6V1CBL1M | Connection cable for MR-BT6VCASE 1 m | SERVO MOTION | Aksesuar-KABLO | 148
248696 | MR-BT6V2CBL03M | Expansion cable for MR-BT6VCASE 0.3 m | SERVO MOTION | Aksesuar-KABLO | 123
248697 | MR-BT6V2CBL1M | Expansion cable for MR-BT6VCASE 1 m | SERVO MOTION | Aksesuar-KABLO | 148
497947 | MR-BT6V4CBL03M | Erweiterungskabel für MR-BAT6V1SET-B; 0,3m | SERVO MOTION | Aksesuar-KABLO | 103
260398 | MR-J3W03ENCBL1M-A-H | Encodercable; for HG-AK, high-flexible, 1m | SERVO MOTION | Aksesuar-KABLO | 148
260399 | MR-J3W03ENCBL2M-A-H | Encodercable; for HG-AK, high-flexible, 2m | SERVO MOTION | Aksesuar-KABLO | 225
260400 | MR-J3W03ENCBL5M-A-H | Encodercable; for HG-AK, high-flexible, 5m | SERVO MOTION | Aksesuar-KABLO | 251
260401 | MR-J3W03ENCBL10M-A-H | Encodercable; for HG-AK, high-flexible, 10m | SERVO MOTION | Aksesuar-KABLO | 525
260402 | MR-J3W03ENCBL20M-A-H | Encodercable; for HG-AK, high-flexible, 20m | SERVO MOTION | Aksesuar-KABLO | 663
260403 | MR-J3W03ENCBL30M-A-H | Encodercable; for HG-AK, high-flexible, 30m | SERVO MOTION | Aksesuar-KABLO | 745
268160 | MR-ENECBL2M-H-MTH | Encodercable; for HG-JR11/15/22K, highflexible, 2m, IP67 | SERVO MOTION | Aksesuar-KABLO | 318
268161 | MR-ENECBL5M-H-MTH | Encodercable; for HG-JR11/15/22K, highflexible, 5m, IP67 | SERVO MOTION | Aksesuar-KABLO | 378
268162 | MR-ENECBL10M-H-MTH | Encodercable; for HG-JR11/15/22K, highflexible, 10m, IP67 | SERVO MOTION | Aksesuar-KABLO | 562
268163 | MR-ENECBL20M-H-MTH | Encodercable; for HG-JR11/15/22K, highflexible, 20m, IP67 | SERVO MOTION | Aksesuar-KABLO | 797
268164 | MR-ENECBL30M-H-MTH | Encodercable; for HG-JR11/15/22K, highflexible, 30m, IP67 | SERVO MOTION | Aksesuar-KABLO | 1490
269076 | MR-J3ENSCBL40M-H | Encodercable; for HC-RP, HF-SN,-SP,-JP, HG-SN,-SR, highflexible, 40m, IP67 | SERVO MOTION | Aksesuar-KABLO | 1297
269846 | MR-J4T20CH00 | Adapter cable for MR-CPCATCBL3M | SERVO MOTION | Aksesuar-KABLO | 142
277396 | MR-JE-CN1CBL-05M-EG | Connection cable for MR-JE CN1 with open end - 0.5m | SERVO MOTION | Aksesuar-KABLO | 137
277397 | MR-JE-CN1CBL-1M-EG | Connection cable for MR-JE CN1 with open end - 1m | SERVO MOTION | Aksesuar-KABLO | 144
277398 | MR-JE-CN1CBL-3M-EG | Connection cable for MR-JE CN1 with open end - 3m | SERVO MOTION | Aksesuar-KABLO | 174
277560 | MR-BT6VCBL03M | MR-J4 battery cable (0.3m) | SERVO MOTION | Aksesuar-KABLO | 192
281849 | MR-J2M-CN1TBL3M-EGR | Cable 50pin for TB-50-EG; 3m | SERVO MOTION | Aksesuar-KABLO | 348
281850 | MR-J2M-CN1TBL5M-EGR | Cable 50pin for TB-50-EG; 5m | SERVO MOTION | Aksesuar-KABLO | 451
285014 | MR-D05UDL5M-B-EG | STO cable for MR-J3-BS/MR-J4 CN8 with open end - 5m | SERVO MOTION | Aksesuar-KABLO | 141
286090 | MR-J4W03PWCBL2M-H | Power cable; for HG-AK, high-flexible, 2m | SERVO MOTION | Aksesuar-KABLO | 200
286092 | MR-J4W03PWCBL10M-A-H | Power cable; for HG-AK, high-flexible, 10m | SERVO MOTION | Aksesuar-KABLO | 555
286093 | MR-J4W03PWCBL20M-A-H | Power cable; for HG-AK, high-flexible, 20m | SERVO MOTION | Aksesuar-KABLO | 885
286094 | MR-J4W03PWCBL30M-A-H | Power cable; for HG-AK, high-flexible, 30m | SERVO MOTION | Aksesuar-KABLO | 1232
286095 | MR-J4W03PWBRCBL1M-A-H | Power cable incl. brake cable; for HG-AK, high-flexible, 1m | SERVO MOTION | Aksesuar-KABLO | 163
286096 | MR-J4W03PWBRCBL2M-A-H | Power cable incl. brake cable; for HG-AK, high-flexible, 2m | SERVO MOTION | Aksesuar-KABLO | 239
286097 | MR-J4W03PWBRCBL5M-A-H | Power cable incl. brake cable; for HG-AK, high-flexible, 5m | SERVO MOTION | Aksesuar-KABLO | 331
286098 | MR-J4W03PWBRCBL10M-A-H | Power cable incl. brake cable; for HG-AK, high-flexible, 10m | SERVO MOTION | Aksesuar-KABLO | 594
286099 | MR-J4W03PWBRCBL20M-H | Power cable incl. brake cable; for HG-AK, high-flexible, 20m | SERVO MOTION | Aksesuar-KABLO | 924
286100 | MR-J4W03PWBRCBL30M-A-H | Power cable incl. brake cable; for HG-AK, high-flexible, 30m | SERVO MOTION | Aksesuar-KABLO | 1271
293175 | MR-ENECBL40M-H-MTH | Encodercable; for HG-JR11/15/22K, highflexible, 40m, IP67 | SERVO MOTION | Aksesuar-KABLO | 4093
293176 | MR-ENECBL50M-H-MTH | Encodercable; for HG-JR11/15/22K, highflexible, 50m, IP67 | SERVO MOTION | Aksesuar-KABLO | 4864
161615 | MR-BKS2CBL03M-A1-L | Brake cable; for HF-KE,-KN,-KP,-MP, HG-KN,-KR,-MR, 0,3 m (Lead out motor shaft) | SERVO MOTION | Aksesuar-KABLO | 32.2
246916 | MR-EKCBL10M-H | Encodercable; high-flex, 10m, IP20 | SERVO MOTION | Aksesuar-KABLO | 432
286089 | MR-J4W03PWCBL1M-A-H | Power cable; for HG-AK, high-flexible, 1m | SERVO MOTION | Aksesuar-KABLO | 133
295829 | SC-J2SBJ4CT1C03M | Renewal Kit Cable MR-J2S-B - MR-J4-B under 7kW; Control signal cable | SERVO MOTION | Aksesuar-KABLO | 315
295830 | SC-J2SBJ4CT2C03M | Renewal Kit Cable MR-J2S-B - MR-J4-B over 11kW; Control signal cable | SERVO MOTION | Aksesuar-KABLO | 794
212034 | MR-J3TBL-CN3-1M (IT24) | Cable MR-J5-B/MR-J5-G/MR-JET/MR-J4-B /MR-JE-B - TB-20-S/C , Length 1 m | SERVO MOTION | Aksesuar-KABLO | 231
229275 | Q170MCPU-EXTIO-05M-EG | Cable Q170MCPU/MR-MQ100 - TB-50-EG , Length 0.5 m | SERVO MOTION | Aksesuar-KABLO | 191
229276 | Q170MCPU-EXTIO-1M-EG | Cable Q170MCPU/MR-MQ100 - TB-50-EG , Length 1 m | SERVO MOTION | Aksesuar-KABLO | 198
229277 | Q170MCPU-EXTIO-3M | Cable Q170MCPU/MR-MQ100, Length 3 m | SERVO MOTION | Aksesuar-KABLO | 201
237275 | MR-J3ENSCBLDDS5M-H (IT) |  | SERVO MOTION | Aksesuar-KABLO | 446
265870 | MR-PWSCBL-5M-S3-L10 | Power cable; for 5kW/7kW Motor, 5m | SERVO MOTION | Aksesuar-KABLO | 680
274725 | MR-J2M-CN1TBL05M-EGR | Cable 50pin for TB-50-EG; 0.5m | SERVO MOTION | Aksesuar-KABLO | 242
274726 | MR-J2M-CN1TBL1M-EGR | Cable 50pin for TB-50-EG; 1m | SERVO MOTION | Aksesuar-KABLO | 266
277393 | MR-JE-CN1TBL-05M-EG | Connection cable between MR-JE CN1 and TB-34-EG - 0.5m | SERVO MOTION | Aksesuar-KABLO | 153
277394 | MR-JE-CN1TBL-1M-EG | Connection cable between MR-JE CN1 and TB-34-EG - 1m | SERVO MOTION | Aksesuar-KABLO | 160
277395 | MR-JE-CN1TBL-3M-EG | Connection cable between MR-JE CN1 and TB-34-EG - 3m | SERVO MOTION | Aksesuar-KABLO | 190
285013 | MR-D05UDL3M-B-EG | STO cable for MR-J3-BS/MR-J4 CN8 with open end - 3m | SERVO MOTION | Aksesuar-KABLO | 131
261435 | HG-SR3524 | Servomotor HG Series, Power 3.5 kW; Torque 16.7 Nm, Max. Torque 50.1 Nm , 400V | SERVO MOTION | J4 MOTOR | 3184
261436 | HG-SR5024 | Servomotor HG Series, Power 5 kW; Torque 23.9 Nm, Max. Torque 71.6 Nm , 400V | SERVO MOTION | J4 MOTOR | 4012
261442 | HG-SR3524B | Servomotor HG Series, Power 3.5 kW; Torque 16.7 Nm, Max. 50 Nm, Brake, 400V | SERVO MOTION | J4 MOTOR | 3917
261443 | HG-SR5024B | Servomotor HG Series, Power 5 kW; Torque 23.9 Nm, Max. 71.6 Nm, Brake, 400V | SERVO MOTION | J4 MOTOR | 4776
261447 | HG-JR1034 | Servomotor HG Series, Power 1 kW; Torque 3.18 Nm, Max. Torque 9.55 Nm , 400V | SERVO MOTION | J4 MOTOR | 2177
261448 | HG-JR1534 | Servomotor HG Series, Power 1,5 kW; Torque 4.77 Nm, Max. Torque 14.3 Nm , 400V | SERVO MOTION | J4 MOTOR | 2580
261449 | HG-JR2034 | Servomotor HG Series, Power 2 kW; Torque 6.37 Nm, Max. Torque 19.1 Nm , 400V | SERVO MOTION | J4 MOTOR | 2888
261450 | HG-JR3534 | Servomotor HG Series, Power 3.5 kW; Torque 10.5 Nm, Max. Torque 32 Nm, 400V | SERVO MOTION | J4 MOTOR | 3471
261451 | HG-JR5034 | Servomotor HG Series, Power 5 kW; Torque 15.9 Nm, Max. Torque 47.7 Nm , 400V | SERVO MOTION | J4 MOTOR | 4391
261456 | HG-JR1034B | Servomotor HG Series, Power 1 kW; Torque 3.18 Nm, Max. 9.55 Nm , Brake, 400V | SERVO MOTION | J4 MOTOR | 2774
261457 | HG-JR1534B | Servomotor HG Series, Power 1,5 kW; Torque 4.77 Nm, Max. 14.3 Nm , Brake, 400V | SERVO MOTION | J4 MOTOR | 3296
261458 | HG-JR2034B | Servomotor HG Series, Power 2 kW; Torque 6.37 Nm, Max. 19.1 Nm , Brake, 400V | SERVO MOTION | J4 MOTOR | 3791
261459 | HG-JR3534B | Servomotor HG Series, Power 3.5 kW; Torque 10.5 Nm, Max. 32 Nm, Brake, 400V | SERVO MOTION | J4 MOTOR | 4271
261460 | HG-JR5034B | Servomotor HG Series, Power 5 kW; Torque 15.9 Nm, Max. 47.7 Nm , Brake, 400V | SERVO MOTION | J4 MOTOR | 5222
286740 | HG-AK0336B | Servomotor HG Series, Power 30 W; Torque 0.095Nm, Max. 0.286Nm; 24/48V DC, Brake | SERVO MOTION | J4 MOTOR | 1971
248658 | HG-KR23B | Servomotor HG Series, Power 200 W; Torque 0.64 Nm, Max. Torque 2.2 Nm, Brake | SERVO MOTION | J4 MOTOR | 1691
248670 | HG-MR73B | Servomotor HG Series, Power 750 W; Torque 2.4 Nm, Max. Torque 7.2 Nm, Brake | SERVO MOTION | J4 MOTOR | 2461
248651 | HG-KR053 | Servomotor HG Series, Power 50 W; Torque 0.16 Nm, Max. Torque 0.56 Nm | SERVO MOTION | J4 MOTOR | 996
248652 | HG-KR13 | Servomotor HG Series, Power 100 W; Torque 0.32 Nm, Max. Torque 1.1 Nm | SERVO MOTION | J4 MOTOR | 1052
248653 | HG-KR23 | Servomotor HG Series, Power 200 W; Torque 0.64 Nm, Max. Torque 2.2 Nm | SERVO MOTION | J4 MOTOR | 1302
248654 | HG-KR43 | Servomotor HG Series, Power 400 W; Torque 1.3 Nm, Max. Torque 4.5 Nm | SERVO MOTION | J4 MOTOR | 1541
248655 | HG-KR73 | Servomotor HG Series, Power 750 W; Torque 2.4 Nm, Max. Torque 8.4Nm | SERVO MOTION | J4 MOTOR | 1849
248656 | HG-KR053B | Servomotor HG Series, Power 50 W; Torque 0.16 Nm, Max. Torque 0.48 Nm, Brake | SERVO MOTION | J4 MOTOR | 1402
248657 | HG-KR13B | Servomotor HG Series, Power 100 W; Torque 0.32 Nm, Max. Torque 1.1 Nm, Brake | SERVO MOTION | J4 MOTOR | 1447
248659 | HG-KR43B | Servomotor HG Series, Power 400 W; Torque 1.3 Nm, Max. Torque 4.5 Nm, Brake | SERVO MOTION | J4 MOTOR | 2055
248660 | HG-KR73B | Servomotor HG Series, Power 750 W; Torque 2.4 Nm, Max. Torque 8.4 Nm, Brake | SERVO MOTION | J4 MOTOR | 2461
248661 | HG-MR053 | Servomotor HG Series, Power 50 W; Torque 0.16 Nm, Max. Torque 0.48 Nm | SERVO MOTION | J4 MOTOR | 996
248662 | HG-MR13 | Servomotor HG Series, Power 100 W; Torque 0.32 Nm, Max. Torque 0.95 Nm | SERVO MOTION | J4 MOTOR | 1052
248663 | HG-MR23 | Servomotor HG Series, Power 200 W; Torque 0.64 Nm, Max. Torque 1.9 Nm | SERVO MOTION | J4 MOTOR | 1203
248664 | HG-MR43 | Servomotor HG Series, Power 400 W; Torque 1.3 Nm, Max. Torque 3.8 Nm | SERVO MOTION | J4 MOTOR | 1541
248665 | HG-MR73 | Servomotor HG Series, Power 750 W; Torque 2.4 Nm, Max. Torque 7.2 Nm | SERVO MOTION | J4 MOTOR | 1849
248666 | HG-MR053B | Servomotor HG Series, Power 50 W; Torque 0.16 Nm, Max. Torque 0.48 Nm, Brake | SERVO MOTION | J4 MOTOR | 1402
261434 | HG-SR2024 | Servomotor HG Series, Power 2 kW; Torque 9.5 Nm, Max. Torque 28.6 Nm , 400V | SERVO MOTION | J4 MOTOR | 3009
248668 | HG-MR23B | Servomotor HG Series, Power 200 W; Torque 0.64 Nm, Max. Torque 1.9 Nm, Brake | SERVO MOTION | J4 MOTOR | 1691
248669 | HG-MR43B | Servomotor HG Series, Power 400 W; Torque 1.3 Nm, Max. Torque 3.8 Nm, Brake | SERVO MOTION | J4 MOTOR | 2055
248671 | HG-SR52 | Servomotor HG Series, Power 500 W; Torque 2.4 Nm, Max. Torque 7.2 Nm | SERVO MOTION | J4 MOTOR | 1766
248672 | HG-SR102 | Servomotor HG Series, Power 1 kW; Torque 4.8 Nm, Max. Torque 14.3 Nm | SERVO MOTION | J4 MOTOR | 2132
248673 | HG-SR152 | Servomotor HG Series, Power 1.5 kW; Torque 7.2 Nm, Max. Torque 21.5 Nm | SERVO MOTION | J4 MOTOR | 2632
248674 | HG-SR202 | Servomotor HG Series, Power 2 kW; Torque 9.5 Nm, Max. Torque 28.6 Nm | SERVO MOTION | J4 MOTOR | 3009
248675 | HG-SR352 | Servomotor HG Series, Power 3.5 kW; Torque 16.7 Nm, Max. Torque 50.1 Nm | SERVO MOTION | J4 MOTOR | 3725
248676 | HG-SR502 | Servomotor HG Series, Power 5 kW; Torque 23.9 Nm, Max. Torque 71.6 Nm | SERVO MOTION | J4 MOTOR | 5059
248677 | HG-SR702 | Servomotor HG Series, Power 7 kW; Torque 33.4 Nm, Max. Torque 100 Nm | SERVO MOTION | J4 MOTOR | 6200
248678 | HG-SR52B | Servomotor HG Series, Power 500 W; Torque 2.4 Nm, Max. Torque 7.2 Nm, Brake | SERVO MOTION | J4 MOTOR | 2649
248679 | HG-SR102B | Servomotor HG Series, Power 1 kW; Torque 4.8 Nm, Max. Torque 14.3 Nm, Brake | SERVO MOTION | J4 MOTOR | 2830
248681 | HG-SR202B | Servomotor HG Series, Power 2 kW; Torque 9.5 Nm, Max. Torque 28.6 Nm, Brake | SERVO MOTION | J4 MOTOR | 4125
248682 | HG-SR352B | Servomotor HG Series, Power 3.5 kW; Torque 16.7 Nm, Max. Torque 50 Nm, Brake | SERVO MOTION | J4 MOTOR | 4700
248683 | HG-SR502B | Servomotor HG Series, Power 5 kW; Torque 23.9 Nm, Max. Torque 71.6 Nm, Brake | SERVO MOTION | J4 MOTOR | 6088
248684 | HG-SR702B | Servomotor HG Series, Power 7 kW; Torque 33.4 Nm, Max. Torque 100 Nm, Brake | SERVO MOTION | J4 MOTOR | 6789
258326 | HG-KR23K | Servomotor HG Series, Power 200 W; Torque 0.64 Nm, Max. Torque 2.2 Nm, Keway | SERVO MOTION | J4 MOTOR | 1512
258327 | HG-KR43K | Servomotor HG Series, Power 400 W; Torque 1.3 Nm, Max. Torque 4.5 Nm, Keyway | SERVO MOTION | J4 MOTOR | 1754
258328 | HG-KR73K | Servomotor HG Series, Power 750 W; Torque 2.4 Nm, Max. Torque 8.4 Nm, Keyway | SERVO MOTION | J4 MOTOR | 2079
258538 | HG-KR23BK | Servomotor HG Series, Power 200 W; Torque 0.64 Nm, Max. 2.2 Nm, Brake, Keway | SERVO MOTION | J4 MOTOR | 2237
258539 | HG-KR43BK | Servomotor HG Series, Power 400 W; Torque 1.3 Nm, Max. 4.5 Nm, Brake, Keyway | SERVO MOTION | J4 MOTOR | 2513
258540 | HG-KR73BK | Servomotor HG Series, Power 750 W; Torque 2.4 Nm, Max. 8.4 Nm, Brake, Keyway | SERVO MOTION | J4 MOTOR | 2831
260394 | HG-AK0136 | Servomotor HG Series, Power 10 W; Torque 0.032Nm, Max. Torque 0.095Nm; 24/48V DC | SERVO MOTION | J4 MOTOR | 1410
260395 | HG-AK0236 | Servomotor HG Series, Power 20 W; Torque 0.064Nm, Max. Torque 0.191Nm; 24/48V DC | SERVO MOTION | J4 MOTOR | 1380
260396 | HG-AK0336 | Servomotor HG Series, Power 30 W; Torque 0.095Nm, Max. Torque 0.286Nm; 24/48V DC | SERVO MOTION | J4 MOTOR | 1433
261382 | HG-JR7034B | Servomotor HG Series, Power 7 kW; Torque 22.3 Nm, Max. 66.8 Nm , Brake, 400V | SERVO MOTION | J4 MOTOR | 8189
261383 | HG-JR9034B | Servomotor HG Series, Power 9 kW; Torque 28.6 Nm, Max. 85.8 Nm , Brake, 400V | SERVO MOTION | J4 MOTOR | 10992
261384 | HG-JR11K1M4 | Servomotor HG Series, Power 11 kW; Torque 70 Nm, Max. Torque 210 Nm , 400V | SERVO MOTION | J4 MOTOR | 10754
261431 | HG-SR524 | Servomotor HG Series, Power 500 W; Torque 2.4 Nm, Max. Torque 7.2 Nm , 400V | SERVO MOTION | J4 MOTOR | 1715
261432 | HG-SR1024 | Servomotor HG Series, Power 1 kW; Torque 4.8 Nm, Max. Torque 14.3 Nm , 400V | SERVO MOTION | J4 MOTOR | 2132
261433 | HG-SR1524 | Servomotor HG Series, Power 1.5 kW; Torque 7.2 Nm, Max. Torque 21.5 Nm , 400V | SERVO MOTION | J4 MOTOR | 2624
261438 | HG-SR524B | Servomotor HG Series, Power 500 W; Torque 2.4 Nm, Max. Torque 7.2 Nm, Brake | SERVO MOTION | J4 MOTOR | 2649
261437 | HG-SR7024 | Servomotor HG Series, Power 7 kW; Torque 33.4 Nm, Max. Torque 100 Nm , 400V | SERVO MOTION | J4 MOTOR | 6200
248680 | HG-SR152B | Servomotor HG Series, Power 1.5 kW; Torque 7.2 Nm, Max. Torque 21.5 Nm, Brake | SERVO MOTION | J4 MOTOR | 3509
261439 | HG-SR1024B | Servomotor HG Series, Power 1 kW; Torque 4.8 Nm, Max. 14.3 Nm, Brake, 400V | SERVO MOTION | J4 MOTOR | 2830
261440 | HG-SR1524B | Servomotor HG Series, Power 1.5 kW; Torque 7.2 Nm, Max. 21.5 Nm, Brake, 400V | SERVO MOTION | J4 MOTOR | 2502
261441 | HG-SR2024B | Servomotor HG Series, Power 2 kW; Torque 9.5 Nm, Max. 28.6 Nm, Brake, 400V | SERVO MOTION | J4 MOTOR | 4125
261444 | HG-SR7024B | Servomotor HG Series, Power 7 kW; Torque 33.4 Nm, Max. 100 Nm, Brake, 400V | SERVO MOTION | J4 MOTOR | 6789
261445 | HG-JR534 | Servomotor HG Series, Power 500 W; Torque 1.59 Nm, Max. Torque 4.77 Nm , 400V | SERVO MOTION | J4 MOTOR | 1942
248667 | HG-MR13B | Servomotor HG Series, Power 100 W; Torque 0.32 Nm, Max. Torque 0.95 Nm, Brake | SERVO MOTION | J4 MOTOR | 1447
261453 | HG-JR9034 | Servomotor HG Series, Power 9 kW; Torque 28.6 Nm, Max. Torque 85.8 Nm , 400V | SERVO MOTION | J4 MOTOR | 9635
261454 | HG-JR534B | Servomotor HG Series, Power 500 W; Torque 1.59 Nm, Max. 4.77 Nm , Brake, 400V | SERVO MOTION | J4 MOTOR | 2913
261455 | HG-JR734B | Servomotor HG Series, Power 750 W; Torque 2.39 Nm, Max. 7.16 Nm , Brake, 400V | SERVO MOTION | J4 MOTOR | 3003
261535 | HG-JR15K1M4 | Servomotor HG Series, Power 15 kW; Torque 95.5 Nm, Max. Torque 286 Nm , 400V | SERVO MOTION | J4 MOTOR | 13628
261536 | HG-JR22K1M4 | Servomotor HG Series, Power 22 kW; Torque 140 Nm, Max. Torque 420 Nm , 400V | SERVO MOTION | J4 MOTOR | 22313
261537 | HG-JR11K1M4B | Servomotor HG Series, Power 11 kW; Torque 70 Nm, Max. 210 Nm , Brake, 400V | SERVO MOTION | J4 MOTOR | 16222
261538 | HG-JR15K1M4B | Servomotor HG Series, Power 15 kW; Torque 95.5 Nm, Max. 286 Nm , Brake, 400V | SERVO MOTION | J4 MOTOR | 20341
261539 | HG-JR53 | Servomotor HG Series, Power 500 W; Torque 1.59 Nm, Max. Torque 4.77 Nm | SERVO MOTION | J4 MOTOR | 1942
261540 | HG-JR73 | Servomotor HG Series, Power 750 W; Torque 2.39 Nm, Max. Torque 7.16 Nm | SERVO MOTION | J4 MOTOR | 2150
261541 | HG-JR103 | Servomotor HG Series, Power 1 kW; Torque 3.18 Nm, Max. Torque 9.55 Nm | SERVO MOTION | J4 MOTOR | 2345
261542 | HG-JR153 | Servomotor HG Series, Power 1,5 kW; Torque 4.77 Nm, Max. Torque 14.3 Nm | SERVO MOTION | J4 MOTOR | 2895
261543 | HG-JR203 | Servomotor HG Series, Power 2 kW; Torque 6.37 Nm, Max. Torque 19.1 Nm | SERVO MOTION | J4 MOTOR | 3310
261544 | HG-JR353 | Servomotor HG Series, Power 3.5 kW; Torque 10.5 Nm, Max. Torque 32 Nm | SERVO MOTION | J4 MOTOR | 4098
261545 | HG-JR503 | Servomotor HG Series, Power 5 kW; Torque 15.9 Nm, Max. Torque 47.7 Nm | SERVO MOTION | J4 MOTOR | 5565
261546 | HG-JR703 | Servomotor HG Series, Power 7 kW; Torque 22.3 Nm, Max. Torque 66.8 Nm | SERVO MOTION | J4 MOTOR | 7172
261547 | HG-JR903 | Servomotor HG Series, Power 9 kW; Torque 28.6 Nm, Max. Torque 85.8 Nm | SERVO MOTION | J4 MOTOR | 9635
261548 | HG-JR53B | Servomotor HG Series, Power 500 W; Torque 1.59 Nm, Max. 4.77 Nm , Brake | SERVO MOTION | J4 MOTOR | 2840
261549 | HG-JR73B | Servomotor HG Series, Power 750 W; Torque 2.39 Nm, Max. 7.16 Nm , Brake | SERVO MOTION | J4 MOTOR | 3003
261550 | HG-JR103B | Servomotor HG Series, Power 1 kW; Torque 3.18 Nm, Max. 9.55 Nm , Brake | SERVO MOTION | J4 MOTOR | 3112
261551 | HG-JR153B | Servomotor HG Series, Power 1,5 kW; Torque 4.77 Nm, Max. 14.3 Nm , Brake | SERVO MOTION | J4 MOTOR | 3860
261552 | HG-JR203B | Servomotor HG Series, Power 2 kW; Torque 6.37 Nm, Max. 19.1 Nm , Brake | SERVO MOTION | J4 MOTOR | 4537
261553 | HG-JR353B | Servomotor HG Series, Power 3.5 kW; Torque 10.5 Nm, Max. 32 Nm, Brake | SERVO MOTION | J4 MOTOR | 5169
261554 | HG-JR503B | Servomotor HG Series, Power 5 kW; Torque 15.9 Nm, Max. 47.7 Nm , Brake | SERVO MOTION | J4 MOTOR | 6527
261555 | HG-JR703B | Servomotor HG Series, Power 7 kW; Torque 22.3 Nm, Max. 66.8 Nm , Brake | SERVO MOTION | J4 MOTOR | 8189
261556 | HG-JR903B | Servomotor HG Series, Power 9 kW; Torque 28.6 Nm, Max. 85.8 Nm , Brake | SERVO MOTION | J4 MOTOR | 10714
261557 | HG-JR11K1M | Servomotor HG Series, Power 11 kW; Torque 70 Nm, Max. Torque 210 Nm | SERVO MOTION | J4 MOTOR | 10754
261558 | HG-JR15K1M | Servomotor HG Series, Power 15 kW; Torque 95.5 Nm, Max. Torque 286 Nm | SERVO MOTION | J4 MOTOR | 13283
261559 | HG-JR22K1M | Servomotor HG Series, Power 22 kW; Torque 140 Nm, Max. Torque 420 Nm | SERVO MOTION | J4 MOTOR | 21748
261560 | HG-JR11K1MB | Servomotor HG Series, Power 11 kW; Torque 70 Nm, Max. 210 Nm , Brake | SERVO MOTION | J4 MOTOR | 16222
261561 | HG-JR15K1MB | Servomotor HG Series, Power 15 kW; Torque 95.5 Nm, Max. 286 Nm , Brake | SERVO MOTION | J4 MOTOR | 19825
262896 | HG-RR103 | Servomotor HG Series, Power 1 kW; Torque 3.2 Nm, Max. Torque 8 Nm | SERVO MOTION | J4 MOTOR | 2453
262897 | HG-RR153 | Servomotor HG Series, Power 1,5 kW; Torque 4.8 Nm, Max. Torque 11.9 Nm | SERVO MOTION | J4 MOTOR | 2845
262898 | HG-RR203 | Servomotor HG Series, Power 2 kW; Torque 6.4 Nm, Max. Torque 15.9 Nm | SERVO MOTION | J4 MOTOR | 3128
262899 | HG-RR353 | Servomotor HG Series, Power 3.5 kW; Torque 11.1 Nm, Max. Torque 27.9 Nm | SERVO MOTION | J4 MOTOR | 4367
262900 | HG-RR503 | Servomotor HG Series, Power 5 kW; Torque 15.9 Nm, Max. Torque 39.8 Nm | SERVO MOTION | J4 MOTOR | 5637
262901 | HG-RR103B | Servomotor HG Series, Power 1 kW; Torque 3.2 Nm, Max. 8 Nm, Brake | SERVO MOTION | J4 MOTOR | 3733
262902 | HG-RR153B | Servomotor HG Series, Power 1,5 kW; Torque 4.8 Nm, Max. 11.9 Nm, Brake | SERVO MOTION | J4 MOTOR | 4267
262903 | HG-RR203B | Servomotor HG Series, Power 2 kW; Torque 6.4 Nm, Max. 15.9 Nm, Brake | SERVO MOTION | J4 MOTOR | 5013
262904 | HG-RR353B | Servomotor HG Series, Power 3.5 kW; Torque 11.1 Nm, Max. 27.9 Nm, Brake | SERVO MOTION | J4 MOTOR | 5555
262905 | HG-RR503B | Servomotor HG Series, Power 5 kW; Torque 15.9 Nm, Max. 39.8 Nm, Brake | SERVO MOTION | J4 MOTOR | 6451
266620 | HG-KR13J | Servomotor HG Series, Power 100 W; Torque 0.32 Nm, Max. Torque 1.1 Nm, Oilseal | SERVO MOTION | J4 MOTOR | 1429
266621 | HG-KR23J | Servomotor HG Series, Power 200 W; Torque 0.64 Nm, Max. Torque 2.2 Nm, Oilseal | SERVO MOTION | J4 MOTOR | 1678
266622 | HG-KR43J | Servomotor HG Series, Power 400 W; Torque 1.3 Nm, Max. Torque 4.5 Nm, Oilseal | SERVO MOTION | J4 MOTOR | 1914
266623 | HG-KR73J | Servomotor HG Series, Power 750 W; Torque 2.4 Nm, Max. Torque 7.2 Nm, Oilseal | SERVO MOTION | J4 MOTOR | 2218
266624 | HG-KR13BJ | Servomotor HG Series, Power 100 W; Torque 0.32 Nm, Max. 1.1 Nm, Brake, Oilseal | SERVO MOTION | J4 MOTOR | 1771
266635 | HG-KR23BJ | Servomotor HG Series, Power 200 W; Torque 0.64 Nm, Max. 2.2 Nm, Brake, Oilseal | SERVO MOTION | J4 MOTOR | 1950
266636 | HG-KR43BJ | Servomotor HG Series, Power 400 W; Torque 1.3 Nm, Max. 4.5 Nm, Brake, Oilseal | SERVO MOTION | J4 MOTOR | 2386
266637 | HG-KR73BJ | Servomotor HG Series, Power 750 W; Torque 2.4 Nm, Max. 8.4 Nm, Brake, Oilseal | SERVO MOTION | J4 MOTOR | 2808
266828 | HG-SR51 | Servomotor HG Series, Power 500 W; Torque 4.8 Nm, Max. Torque 14.3 Nm | SERVO MOTION | J4 MOTOR | 2491
266829 | HG-SR81 | Servomotor HG Series, Power 800 W; Torque 8.1 Nm, Max. Torque 24.4 Nm | SERVO MOTION | J4 MOTOR | 3135
266830 | HG-SR121 | Servomotor HG Series, Power 1.2 kW; Torque 11.5 Nm, Max. Torque 34.4 Nm | SERVO MOTION | J4 MOTOR | 3488
266831 | HG-SR201 | Servomotor HG Series, Power 2 kW; Torque 19.1 Nm, Max. Torque 57.3 Nm | SERVO MOTION | J4 MOTOR | 4371
266832 | HG-SR301 | Servomotor HG Series, Power 3 kW; Torque 28.6 Nm, Max. Torque 85.9 Nm | SERVO MOTION | J4 MOTOR | 4965
266833 | HG-SR421 | Servomotor HG Series, Power 4.2 kW; Torque 40.1 Nm, Max. Torque 120 Nm | SERVO MOTION | J4 MOTOR | 6528
266834 | HG-SR51B | Servomotor HG Series, Power 500 W; Torque 4.8 Nm, Max. Torque 14.3 Nm, Brake | SERVO MOTION | J4 MOTOR | 3310
266895 | HG-SR81B | Servomotor HG Series, Power 800 W; Torque 8.1 Nm, Max. Torque 24.4 Nm, Brake | SERVO MOTION | J4 MOTOR | 3885
266896 | HG-SR121B | Servomotor HG Series, Power 1.2 kW; Torque 11.5 Nm, Max. Torque 34.4 Nm, Brake | SERVO MOTION | J4 MOTOR | 4271
266897 | HG-SR201B | Servomotor HG Series, Power 2 kW; Torque 19.1 Nm, Max. Torque 57.3 Nm, Brake | SERVO MOTION | J4 MOTOR | 5318
266898 | HG-SR301B | Servomotor HG Series, Power 3 kW; Torque 28.6 Nm, Max. Torque 85.9 Nm, Brake | SERVO MOTION | J4 MOTOR | 6528
273965 | HG-UR72 | Servomotor HG Series, Power 700 W; Torque 3.6 Nm, Max. Torque 10.7 Nm | SERVO MOTION | J4 MOTOR | 1856
274288 | HG-MR43K | Servomotor HG Series, Power 400 W; Torque 1.3 Nm, Max. 4.5 Nm; Keyway | SERVO MOTION | J4 MOTOR | 1792
276834 | HG-SR352K | Servomotor HG Series, Power 3.5 kW; Torque 16.7 Nm, Max. Torque 50.1 Nm, Keyway | SERVO MOTION | J4 MOTOR | 3992
279373 | HG-SR502BK | Servomotor HG Series, Power 5kW; Torque 23.9Nm, Max. Torque 71.6Nm; Brake;Keyway | SERVO MOTION | J4 MOTOR | 7284
279851 | HG-SR52BK | Servomotor HG Series, Power 500W; Torque 2.4Nm, Max. Torque 7.2Nm; Brake; Keyway | SERVO MOTION | J4 MOTOR | 2880
279855 | HG-SR52K | Servomotor HG Series, Power 500 W; Torque 2.4 Nm, Max. Torque 7.2 Nm; Keyway | SERVO MOTION | J4 MOTOR | 2005
280449 | HG-SR502J | Servomotor HG Series, Power 5 kW; Torque 23.9 Nm, Max. Torque 71.6 Nm, Oilseal | SERVO MOTION | J4 MOTOR | 5436
280639 | HG-JR37K1M4 | Servomotor HG Series, Power 37 kW; Torque 236 Nm, Max. Torque 707 Nm , 400V | SERVO MOTION | J4 MOTOR | 33541
280640 | HG-MR73K | Servomotor HG Series, Power 750 W; Torque 2.4 Nm, Max. Torque 7.2 Nm, Keyway | SERVO MOTION | J4 MOTOR | 2097
280644 | HG-SR1024J | Servomotor HG Series, Power 1 kW; Torque 4.8 Nm, Max. 14.3 Nm , 400V, Oilseal | SERVO MOTION | J4 MOTOR | 2478
280715 | HG-SR1524J | Servomotor HG Series, Power 1.5 kW; Torque 7.2 Nm, Max. 21.5 Nm , 400V, Oilseal | SERVO MOTION | J4 MOTOR | 3041
280716 | HG-SR2024J | Servomotor HG Series, Power 2 kW; Torque 9.5 Nm, Max. 28.6 Nm , 400V, Oilseal | SERVO MOTION | J4 MOTOR | 2974
280717 | HG-SR3524J | Servomotor HG Series, Power 3.5 kW; Torque 16.7 Nm, Max. 50.1 Nm , 400V, Oilseal | SERVO MOTION | J4 MOTOR | 3814
280718 | HG-SR5024J | Servomotor HG Series, Power 5 kW; Torque 23.9 Nm, Max. 71.6 Nm , 400V, Oilseal | SERVO MOTION | J4 MOTOR | 5274
280719 | HG-SR7024J | Servomotor HG Series, Power 7 kW; Torque 33.4 Nm, Max. 100 Nm , 400V, Oilseal | SERVO MOTION | J4 MOTOR | 6577
281815 | HG-KR13D | Servomotor HG Series, Power 100 W; Torque 0.32 Nm, Max. 1.1 Nm , D Shaft | SERVO MOTION | J4 MOTOR | 1258
261452 | HG-JR7034 | Servomotor HG Series, Power 7 kW; Torque 22.3 Nm, Max. Torque 66.8 Nm , 400V | SERVO MOTION | J4 MOTOR | 7172
282711 | HG-JR45K1M4 | Servomotor HG Series, Power 45 kW; Torque 286 Nm, Max. Torque 859 Nm , 400V | SERVO MOTION | J4 MOTOR | 37964
283156 | HG-JR30K1M4 | Servomotor HG Series, Power 30 kW; Torque 191 Nm, Max. Torque 573 Nm , 400V | SERVO MOTION | J4 MOTOR | 27418
283157 | HG-JR55K1M4 | Servomotor HG Series, Power 55 kW; Torque 350 Nm, Max. Torque 1050Nm , 400V | SERVO MOTION | J4 MOTOR | 39721
283618 | HG-SR1024K | Servomotor HG Series, Power 1 kW; Torque 4.8 Nm, Max. 14.3 Nm , 400V, Keyway | SERVO MOTION | J4 MOTOR | 2610
283619 | HG-SR1524BK | Servomotor HG Series, Power 1.5 kW; Torque 7.2 Nm, Max. 21.5 Nm, Brake, 400V, K | SERVO MOTION | J4 MOTOR | 4160
284121 | HG-SR102JK | Servomotor HG Series, Power 1 kW; Torque 4.8 Nm, Max. Torque 14.3 Nm, Keyway | SERVO MOTION | J4 MOTOR | 2700
284356 | HG-KR73JK | Servomotor HG Series, Power 750 W; Torque 2.4 Nm, Max. 8.4 Nm, Oilseal, Keyway | SERVO MOTION | J4 MOTOR | 2452
284357 | HG-MR73JK | Servomotor HG Series, Power 750 W; Torque 2.4 Nm, Max. 8.4 Nm, Oilseal, Keyway | SERVO MOTION | J4 MOTOR | 2273
286738 | HG-AK0136B | Servomotor HG Series, Power 10 W; Torque 0.032Nm, Max. 0.095Nm; 24/48V DC, Brake | SERVO MOTION | J4 MOTOR | 1888
286739 | HG-AK0236B | Servomotor HG Series, Power 20 W; Torque 0.064Nm, Max. 0.191Nm; 24/48V DC, Brake | SERVO MOTION | J4 MOTOR | 1893
287322 | HG-JR701M4 | Servomotor HG Series, Power 7 kW; Torque 44.6 Nm, Max. Torque 134 Nm , 400V | SERVO MOTION | J4 MOTOR | 10087
287721 | HG-SR102K | Servomotor HG Series, Power 1 kW; Torque 4.8 Nm, Max. 14.3 Nm , Keyway | SERVO MOTION | J4 MOTOR | 2324
287722 | HG-RR503K | Servomotor HG Series, Power 5 kW; Torque 15.9 Nm, Max. 39.8 Nm, Keyway | SERVO MOTION | J4 MOTOR | 5494
289372 | HG-KR053W0C | Servomotor HG Series, Power 50 W; Torque 0.16 Nm, Max. 0.56 Nm, Safe Enc. | SERVO MOTION | J4 MOTOR | 1202
289373 | HG-KR13W0C | Servomotor HG Series, Power 100 W; Torque 0.32 Nm, Max. 1.1 Nm, Safe Enc. | SERVO MOTION | J4 MOTOR | 1291
289374 | HG-KR23W0C | Servomotor HG Series, Power 200 W; Torque 0.64 Nm, Max. 2.2 Nm, Safe Enc. | SERVO MOTION | J4 MOTOR | 1541
289376 | HG-SR52W0C | Servomotor HG Series, Power 500 W; Torque 2.4 Nm, Max. 7.2 Nm, Safe Enc. | SERVO MOTION | J4 MOTOR | 2005
289377 | HG-SR102W0C | Servomotor HG Series, Power 1 kW; Torque 4.8 Nm, Max. 14.3 Nm, Safe Enc. | SERVO MOTION | J4 MOTOR | 2310
289378 | HG-SR152W0C | Servomotor HG Series, Power 1.5 kW; Torque 7.2 Nm, Max. 21.5 Nm,Safe Enc. | SERVO MOTION | J4 MOTOR | 2798
289379 | HG-SR202W0C | Servomotor HG Series, Power 2 kW; Torque 9.5 Nm, Max. 28.6 Nm, Safe Enc. | SERVO MOTION | J4 MOTOR | 3165
289380 | HG-SR352W0C | Servomotor HG Series, Power 3.5 kW; Torque 16.7 Nm, Max. 50.1 Nm, Safe Enc. | SERVO MOTION | J4 MOTOR | 3861
289381 | HG-SR502W0C | Servomotor HG Series, Power 5 kW; Torque 23.9 Nm, Max. 71.6 Nm, Safe Enc. | SERVO MOTION | J4 MOTOR | 5125
289382 | HG-SR702W0C | Servomotor HG Series, Power 7 kW; Torque 33.4 Nm, Max. 100 Nm, Safe Enc. | SERVO MOTION | J4 MOTOR | 6252
289383 | HG-SR524W0C | Servomotor HG Series, Power 500 W; Torque 2.4 Nm, Max. 7.2 Nm, 400V, Safe Enc. | SERVO MOTION | J4 MOTOR | 1849
289384 | HG-SR1024W0C | Servomotor HG Series, Power 1 kW; Torque 4.8 Nm, Max. 14.3 Nm, 400V, Safe Enc. | SERVO MOTION | J4 MOTOR | 2331
289385 | HG-KR43W0C | Servomotor HG Series, Power 400 W; Torque 1.3 Nm, Max. 4.5 Nm, Safe Enc. | SERVO MOTION | J4 MOTOR | 1778
289386 | HG-KR73W0C | Servomotor HG Series, Power 750 W; Torque 2.4 Nm, Max. 8.4 Nm, Safe Enc. | SERVO MOTION | J4 MOTOR | 2083
289405 | HG-SR1524W0C | Servomotor HG Series, Power 1.5 kW; Torque 7.2 Nm, Max. 21.5 Nm, 400V, Safe Enc. | SERVO MOTION | J4 MOTOR | 2751
289406 | HG-SR2024W0C | Servomotor HG Series, Power 2 kW; Torque 9.5 Nm, Max. 28.6 Nm, 400V, Safe Enc. | SERVO MOTION | J4 MOTOR | 3126
289407 | HG-SR3524W0C | Servomotor HG Series, Power 3.5 kW; Torque 16.7 Nm, Max. 50.1 Nm, 400V,Safe Enc. | SERVO MOTION | J4 MOTOR | 3922
289408 | HG-SR5024W0C | Servomotor HG Series, Power 5 kW; Torque 23.9 Nm, Max. 71.6 Nm, 400V, Safe Enc. | SERVO MOTION | J4 MOTOR | 5093
289409 | HG-SR7024W0C | Servomotor HG Series, Power 7 kW; Torque 33.4 Nm, Max. 100 Nm, 400V, Safe Enc. | SERVO MOTION | J4 MOTOR | 6219
289424 | HG-JR53W0C | Servomotor HG Series, Power 500 W; Torque 1.59 Nm, Max. Torque 4.77 Nm,Safe Enc | SERVO MOTION | J4 MOTOR | 2385
289425 | HG-JR73W0C | Servomotor HG Series, Power 750 W; Torque 2.39 Nm, Max. Torque 7.16 Nm,Safe Enc | SERVO MOTION | J4 MOTOR | 2589
289426 | HG-JR103W0C | Servomotor HG Series, Power 1 kW; Torque 3.18 Nm, Max. Torque 9.55 Nm,Safe Enc | SERVO MOTION | J4 MOTOR | 2773
289427 | HG-JR153W0C | Servomotor HG Series, Power 1,5 kW; Torque 4.77 Nm, Max. Torque 14.3 Nm,Safe Enc | SERVO MOTION | J4 MOTOR | 3310
289428 | HG-JR203W0C | Servomotor HG Series, Power 2 kW; Torque 6.37 Nm, Max. Torque 19.1 Nm,Safe Enc | SERVO MOTION | J4 MOTOR | 3715
289429 | HG-JR353W0C | Servomotor HG Series, Power 3.5 kW; Torque 10.5 Nm, Max. Torque 32 Nm,Safe Enc | SERVO MOTION | J4 MOTOR | 4478
289430 | HG-JR503W0C | Servomotor HG Series, Power 5 kW; Torque 15.9 Nm, Max. Torque 47.7 Nm,Safe Enc | SERVO MOTION | J4 MOTOR | 5851
289431 | HG-JR703W0C | Servomotor HG Series, Power 7 kW; Torque 22.3 Nm, Max. Torque 66.8 Nm,Safe Enc | SERVO MOTION | J4 MOTOR | 7668
289432 | HG-JR903W0C | Servomotor HG Series, Power 9 kW; Torque 28.6 Nm, Max. Torque 85.8 Nm,Safe Enc | SERVO MOTION | J4 MOTOR | 9890
289433 | HG-JR534W0C | Servomotor HG Series, Power 500 W; Torque 1.59 Nm, Max. 4.77 Nm , 400V,Safe Enc | SERVO MOTION | J4 MOTOR | 2350
289434 | HG-JR734W0C | Servomotor HG Series, Power 750 W; Torque 2.39 Nm, Max. 7.16 Nm , 400V,Safe Enc | SERVO MOTION | J4 MOTOR | 2554
289435 | HG-JR1034W0C | Servomotor HG Series, Power 1 kW; Torque 3.18 Nm, Max. 9.55 Nm , 400V,Safe Enc | SERVO MOTION | J4 MOTOR | 2764
289436 | HG-JR1534W0C | Servomotor HG Series, Power 1,5 kW; Torque 4.77 Nm, Max. 14.3 Nm , 400V,Safe Enc | SERVO MOTION | J4 MOTOR | 3228
289437 | HG-JR2034W0C | Servomotor HG Series, Power 2 kW; Torque 6.37 Nm, Max. 19.1 Nm , 400V,Safe Enc | SERVO MOTION | J4 MOTOR | 3726
289438 | HG-JR3534W0C | Servomotor HG Series, Power 3.5 kW; Torque 10.5 Nm, Max. 32 Nm, 400V, Safe Enc | SERVO MOTION | J4 MOTOR | 4397
289439 | HG-JR5034W0C | Servomotor HG Series, Power 5 kW; Torque 15.9 Nm, Max. 47.7 Nm , 400V,Safe Enc | SERVO MOTION | J4 MOTOR | 5930
289440 | HG-JR7034W0C | Servomotor HG Series, Power 7 kW; Torque 22.3 Nm, Max. 66.8 Nm , 400V,Safe Enc | SERVO MOTION | J4 MOTOR | 7786
289441 | HG-JR9034W0C | Servomotor HG Series, Power 9 kW; Torque 28.6 Nm, Max. 85.8 Nm , 400V,Safe Enc | SERVO MOTION | J4 MOTOR | 9810
289460 | HG-JR11K1MW0C | Servomotor HG Series, Power 11 kW; Torque 70 Nm, Max. Torque 210 Nm, Safe Enc. | SERVO MOTION | J4 MOTOR | 10932
289461 | HG-JR15K1MW0C | Servomotor HG Series, Power 15 kW; Torque 95.5 Nm, Max. Torque 286 Nm, Safe Enc. | SERVO MOTION | J4 MOTOR | 13734
289462 | HG-JR22K1MW0C | Servomotor HG Series, Power 22 kW; Torque 140 Nm, Max. Torque 420 Nm, Safe Enc. | SERVO MOTION | J4 MOTOR | 22183
289463 | HG-JR11K1M4W0C | Servomotor HG Series, Power 11 kW; Torque 70 Nm, Max. 210 Nm , 400V, Safe Enc. | SERVO MOTION | J4 MOTOR | 11140
289464 | HG-JR15K1M4W0C | Servomotor HG Series, Power 15 kW; Torque 95.5 Nm, Max. 286 Nm , 400V, Safe Enc. | SERVO MOTION | J4 MOTOR | 14014
289465 | HG-JR22K1M4W0C | Servomotor HG Series, Power 22 kW; Torque 140 Nm, Max. 420 Nm , 400V, Safe Enc. | SERVO MOTION | J4 MOTOR | 22684
289475 | HG-KR23JK | Servomotor HG Series, Power 200 W; Torque 0.64 Nm, Max. 2.2 Nm, Keway, Oilseal | SERVO MOTION | J4 MOTOR | 1834
289519 | HG-SR352J | Servomotor HG Series, Power 3.5 kW; Torque 16.7 Nm, Max. 50.1 Nm , Oilseal | SERVO MOTION | J4 MOTOR | 3814
289520 | HG-SR702J | Servomotor HG Series, Power 7 kW; Torque 33.4 Nm, Max. 100 Nm , Oilseal | SERVO MOTION | J4 MOTOR | 6411
289521 | HG-SR102J | Servomotor HG Series, Power 1 kW; Torque 4.8 Nm, Max. 14.3 Nm , Oilseal | SERVO MOTION | J4 MOTOR | 2478
289522 | HG-SR202J | Servomotor HG Series, Power 2 kW; Torque 9.5 Nm, Max. 28.6 Nm , 400V, Oilseal | SERVO MOTION | J4 MOTOR | 3065
261446 | HG-JR734 | Servomotor HG Series, Power 750 W; Torque 2.39 Nm, Max. Torque 7.16 Nm , 400V | SERVO MOTION | J4 MOTOR | 2150
290993 | HG-SR352BK | Servomotor HG Series, Power 3.5 kW; Torque 16.7 Nm, Max. 50 Nm, Brake, Keyway | SERVO MOTION | J4 MOTOR | 4940
291128 | HG-JR6014 | Servomotor HG Series, Power 6 kW; Torque 57.3 Nm, Max. 172 Nm, 400V | SERVO MOTION | J4 MOTOR | 12157
291129 | HG-JR6014B | Servomotor HG Series, Power 6 kW; Torque 57.3 Nm, Max. 172 Nm, Brake, 400V | SERVO MOTION | J4 MOTOR | 17126
291131 | HG-JR8014B | Servomotor HG Series, Power 8 kW; Torque 76.4 Nm, Max. 229 Nm, Brake, 400V | SERVO MOTION | J4 MOTOR | 19666
291132 | HG-JR12K14 | Servomotor HG Series, Power 12 kW; Torque 115 Nm, Max. 345 Nm, 400V | SERVO MOTION | J4 MOTOR | 17409
291133 | HG-JR12K14B | Servomotor HG Series, Power 12 kW; Torque 115 Nm, Max. 345 Nm, Brake, 400V | SERVO MOTION | J4 MOTOR | 24927
291134 | HG-JR15K14 | Servomotor HG Series, Power 15 kW; Torque 143 Nm, Max. 429 Nm, 400V | SERVO MOTION | J4 MOTOR | 25088
291155 | HG-JR20K14 | Servomotor HG Series, Power 20 kW; Torque 191 Nm, Max. 573 Nm, 400V | SERVO MOTION | J4 MOTOR | 26381
291156 | HG-JR25K14 | Servomotor HG Series, Power 25 kW; Torque 239 Nm, Max. 717 Nm, 400V | SERVO MOTION | J4 MOTOR | 28098
291157 | HG-SR3524BK | Servomotor HG Series, Power 3.5 kW; Torque 16.7 Nm, Max. 50 Nm,400V,Brake,Keyway | SERVO MOTION | J4 MOTOR | 5658
291713 | HG-JR3534BK | Servomotor HG Series, Power 3.5 kW; Torque 10.5 Nm, Max. 32 Nm,400V,Brake,Keyway | SERVO MOTION | J4 MOTOR | 5195
291775 | HG-KR13BD | Servomotor HG Series, Power 100 W; Torque 0.32 Nm, Max. 1.1 Nm, Brake, D-Cut | SERVO MOTION | J4 MOTOR | 1905
293228 | HG-SR152BJ | Servomotor HG Series, Power 1.5 kW; Torque 7.2 Nm, Max. 21.5 Nm, Brake, Oilseal | SERVO MOTION | J4 MOTOR | 3926
293351 | HG-JR11K1M4K | Servomotor HG Series, Power 11 kW; Torque 70 Nm, Max. 210 Nm, 400V, Keyway | SERVO MOTION | J4 MOTOR | 11002
293352 | HG-JR11K1M4BK | Servomotor HG Series, Power 11 kW; Torque 70 Nm, Max. 210 Nm, Brake, 400V,Keyway | SERVO MOTION | J4 MOTOR | 16052
294288 | HG-RR153K | Servomotor HG Series, Power 1,5 kW; Torque 4.8 Nm, Max. 11.9 Nm, Keyway | SERVO MOTION | J4 MOTOR | 2640
294872 | HG-MR73J | Servomotor HG Series, Power 750 W; Torque 2.4 Nm, Max. Torque 7.2 Nm, Oilseal | SERVO MOTION | J4 MOTOR | 2200
295706 | HG-SR102BJK | Servomotor HG Series, Power 1 kW;Torque 4.8 Nm,Max. 14.3 Nm,Brake,Oilseal,Keyway | SERVO MOTION | J4 MOTOR | 3363
296132 | HG-JR9034BK | Servomotor HG Series, Power 9 kW; Torque 28.6 Nm, Max. 85.8 Nm,400V,Brake,Keyway | SERVO MOTION | J4 MOTOR | 10346
298046 | HG-JR701M4B | Servomotor HG Series, Power 7 kW; Torque 44.6 Nm, Max. 134 Nm, Brake, 400V | SERVO MOTION | J4 MOTOR | 14722
299494 | HG-SR1024BK | Servomotor HG Series, Power 1 kW; Torque 4.8 Nm, Max. 14.3 Nm, Brake,400V,Keyway | SERVO MOTION | J4 MOTOR | 3709
300025 | HG-SR2024BK | Servomotor HG Series, Power 2 kW; Torque 9.5 Nm, Max. 28.6 Nm, Brake,400V,Keyway | SERVO MOTION | J4 MOTOR | 4778
301769 | HG-SR502BJ | Servomotor HG Series, Power 5 kW; Torque 23.9 Nm, Max. 71.6 Nm, Brake,Oilseal | SERVO MOTION | J4 MOTOR | 7226
302976 | HG-SR52JK | Servomotor HG Series, Power 500 W; Torque 2.4 Nm, Max. 7.2 Nm, Oilseal, Keyway | SERVO MOTION | J4 MOTOR | 2339
303014 | HG-SR52J | Servomotor HG Series, Power 500 W; Torque 2.4 Nm, Max. 7.2 Nm, Oilseal | SERVO MOTION | J4 MOTOR | 2125
304648 | HG-SR102BJ | Servomotor HG Series, Power 1 kW; Torque 4.8 Nm, Max. 14.3 Nm, Brake, Oilseal | SERVO MOTION | J4 MOTOR | 3343
306218 | HG-JR534BK | Servomotor HG Series, Power 500 W; Torque 1.59 Nm, Max. 4.77Nm,Brake,400V,Keyway | SERVO MOTION | J4 MOTOR | 2985
307564 | HG-SR152J | Servomotor HG Series, Power 1.5 kW; Torque 7.2 Nm, Max. 21.5 Nm, Oilseal | SERVO MOTION | J4 MOTOR | 2963
308366 | HG-JR12K1B | Servomotor HG Series, Power 12 kW; Torque 115 Nm, Max. 345 Nm, Brake | SERVO MOTION | J4 MOTOR | 20659
311846 | HG-SR152K | Servomotor HG Series, Power 1.5 kW; Torque 7.2 Nm, Max. 21.5 Nm, Keyway | SERVO MOTION | J4 MOTOR | 2830
312015 | HG-SR202K | Servomotor HG Series, Power 2 kW; Torque 9.5 Nm, Max. 28.6 Nm, Keyway | SERVO MOTION | J4 MOTOR | 3009
312016 | HG-SR502K | Servomotor HG Series, Power 5 kW; Torque 23.9 Nm, Max. 71.6 Nm, Keyway | SERVO MOTION | J4 MOTOR | 6287
312017 | HG-SR702K | Servomotor HG Series, Power 7 kW; Torque 33.4 Nm, Max. 100 Nm, Keyway | SERVO MOTION | J4 MOTOR | 7245
312022 | HG-UR352K | Servomotor HG Series, Power 3.5 kW; Torque 16.7 Nm, Max. 50.1 Nm, Keyway | SERVO MOTION | J4 MOTOR | 3784
312802 | HG-KR73BJK | Servomotor HG Series, Power 750 W; Torque 2.4 Nm, Max. 8.4 Nm,Br.,Oilseal,Keyway | SERVO MOTION | J4 MOTOR | 3143
284748 | HG-JR11K1MK | Servomotor HG Series, Power 11 kW; Torque 70 Nm, Max. Torque 210 Nm, Keyway | SERVO MOTION | J4 MOTOR | 10553
308298 | HG-JR12K1 | Servomotor HG Series, Power 12 kW; Torque 115 Nm, Max. 345 Nm | SERVO MOTION | J4 MOTOR | 13936
311917 | HG-JR15K1M4K | Servomotor HG Series, Power 15 kW; Torque 95.5 Nm, Max. 286 Nm, 400V, Keyway | SERVO MOTION | J4 MOTOR | 13330
297240 | HG-JR15K1MBK | Servomotor HG Series, Power 15 kW; Torque 95.5 Nm, Max. 286 Nm,Brake,Keyway | SERVO MOTION | J4 MOTOR | 19111
292855 | HG-JR37K14 | Servomotor HG Series, Power 37 kW; Torque 353 Nm, Max. Torque 1059 Nm, 400V | SERVO MOTION | J4 MOTOR | 39721
284105 | HG-JR503K | Servomotor HG Series, Power 5 kW; Torque 15.9 Nm, Max. Torque 47.7 Nm, Keyway | SERVO MOTION | J4 MOTOR | 5389
306817 | HG-JR701MB | Servomotor HG Series, Power 7 kW; Torque 44.6 Nm, Max. 134 Nm | SERVO MOTION | J4 MOTOR | 14283
291130 | HG-JR8014 | Servomotor HG Series, Power 8 kW; Torque 76.4 Nm, Max. 229 Nm, 400V | SERVO MOTION | J4 MOTOR | 13002
286501 | HG-KR13BG7 1/33 | Servomotor HG Series, Power 100 W; Torque 0.32 Nm, Max. 1.1 Nm, Brake, 1/33 | SERVO MOTION | J4 MOTOR | 3419
298454 | HG-KR13JD | Servomotor HG Series, Power 100 W; Torque 0.32 Nm, Max. 1.1 Nm, D Shaft,Oil seal | SERVO MOTION | J4 MOTOR | 1246
296215 | HG-KR73BG1 1/20 | Servomotor HG Series, Power 750 W; Torque 2.4 Nm, Max. 8.4 Nm, Brake, 1/20 | SERVO MOTION | J4 MOTOR | 3485
286500 | HG-KR73BG7 1/33 | Servomotor HG Series, Power 750 W; Torque 2.4 Nm, Max. 8.4 Nm, Brake, 1/33 | SERVO MOTION | J4 MOTOR | 7205
285814 | HG-KR73G1 | Servomotor HG Series, Power 750 W; Torque 2.4 Nm, Max. Torque 7.2 Nm, Gear 1/5 | SERVO MOTION | J4 MOTOR | 2591
295377 | HG-MR13BJ | Servomotor HG Series, Power 100 W; Torque 0.32 Nm, Max. 0.95 Nm, Brake, Oilseal | SERVO MOTION | J4 MOTOR | 1930
295376 | HG-MR13J | Servomotor HG Series, Power 100 W; Torque 0.32 Nm, Max. Torque 0.95 Nm, Oilseal | SERVO MOTION | J4 MOTOR | 1342
295379 | HG-MR23BJ | Servomotor HG Series, Power 200 W; Torque 0.64 Nm, Max. 1.9 Nm, Brake, Oilseal | SERVO MOTION | J4 MOTOR | 2300
300374 | HG-MR23BK | Servomotor HG Series, Power 200 W; Torque 0.64 Nm, Max. 1.9 Nm, Brake, Keyway | SERVO MOTION | J4 MOTOR | 2186
295378 | HG-MR23J | Servomotor HG Series, Power 200 W; Torque 0.64 Nm, Max. Torque 1.9 Nm, Oilseal | SERVO MOTION | J4 MOTOR | 1576
295381 | HG-MR43BJ | Servomotor HG Series, Power 400 W; Torque 1.3 Nm, Max. 3.8 Nm, Brake, Oilseal | SERVO MOTION | J4 MOTOR | 2554
295380 | HG-MR43J | Servomotor HG Series, Power 400 W; Torque 1.3 Nm, Max. Torque 3.8 Nm, Oilseal | SERVO MOTION | J4 MOTOR | 1816
295382 | HG-MR73BJ | Servomotor HG Series, Power 750 W; Torque 2.4 Nm, Max. 7.2 Nm, Brake, Oilseal | SERVO MOTION | J4 MOTOR | 2859
290020 | HG-RR153BK | Servomotor HG Series, Power 1,5 kW; Torque 4.8 Nm, Max. 11.9 Nm, Brake, Keyway | SERVO MOTION | J4 MOTOR | 4099
291826 | HG-RR203BK | Servomotor HG Series, Power 2 kW; Torque 6.4 Nm, Max. 15.9 Nm, Brake, Keyway | SERVO MOTION | J4 MOTOR | 4653
293718 | HG-SR121K | Servomotor HG Series, Power 1.2 kW; Torque 11.5 Nm, Max. 34.4 Nm,Keyway | SERVO MOTION | J4 MOTOR | 3102
293779 | HG-SR1524K | Servomotor HG Series, Power 1.5 kW; Torque 7.2 Nm, Max. 21.5Nm, 400V, Keyway | SERVO MOTION | J4 MOTOR | 3182
293780 | HG-SR2024K | Servomotor HG Series, Power 2 kW; Torque 9.5 Nm, Max. 28.6 Nm, 400V, Keyway | SERVO MOTION | J4 MOTOR | 3615
297272 | HG-SR301K | Servomotor HG Series, Power 3 kW; Torque 28.6 Nm, Max. 85.9 Nm, Keyway | SERVO MOTION | J4 MOTOR | 4996
299486 | HG-SR3524B G1H 1/59 | Servomotor HG Series, Power 3.5 kW; Torque 16.7 Nm, Max. 50 Nm, Brake, 1/59 | SERVO MOTION | J4 MOTOR | 13083
293781 | HG-SR3524K | Servomotor HG Series, Power 3.5 kW; Torque 16.7Nm, Max. 50.1Nm, 400V, Keyway | SERVO MOTION | J4 MOTOR | 4559
286502 | HG-SR352B G7 1/11 | Servomotor HG Series, Power 3.5 kW; Torque 16.7 Nm, Max. 50 Nm, Brake, 1/11 | SERVO MOTION | J4 MOTOR | 14205
294140 | HG-SR421K | Servomotor HG Series, Power 4.2 kW; Torque 40.1 Nm, Max. Torque 120 Nm, Key-way | SERVO MOTION | J4 MOTOR | 5654
285920 | HG-SR5024B G1 1/17 | Servomotor HG Series, Power 5 kW; Torque 23.9 Nm, Max. 71.6 Nm,Brake,400V, 1/17 | SERVO MOTION | J4 MOTOR | 9270
285919 | HG-SR5024B G1 1/6 | Servomotor HG Series, Power 5 kW; Torque 23.9 Nm, Max. 71.6 Nm,Brake,400V, 1/6 | SERVO MOTION | J4 MOTOR | 9270
293782 | HG-SR5024K | Servomotor HG Series, Power 5 kW; Torque 23.9 Nm, Max. 71.6 Nm, 400V, Keyway | SERVO MOTION | J4 MOTOR | 7033
280643 | HG-SR524J | Servomotor HG Series, Power 500 W; Torque 2.4 Nm, Max. 7.2 Nm , 400V, Oilseal | SERVO MOTION | J4 MOTOR | 1853
293778 | HG-SR524K | Servomotor HG Series, Power 0.5 kW; Torque 2.4 Nm, Max. 7.2 Nm, 400V, Keyway | SERVO MOTION | J4 MOTOR | 2191
293350 | HG-SR7024BK | Servomotor HG Series, Power 7 kW; Torque 33.4 Nm, Max. 100 Nm,Brake,400V,Keyway | SERVO MOTION | J4 MOTOR | 9131
293349 | HG-SR7024K | Servomotor HG Series, Power 7 kW; Torque 33.4 Nm, Max. 100 Nm , 400V, Keyway | SERVO MOTION | J4 MOTOR | 7903
284749 | HG-SR81K | Servomotor HG Series, Power 800 W; Torque 8.1 Nm, Max. Torque 24.4 Nm,Keyway | SERVO MOTION | J4 MOTOR | 3288
481550 | MR-J5W2-22G | Digital AC-Servo Amplifier; MR-J5-G; Rated output 2 * 200 W | SERVO MOTION | J5 SÜRÜCÜ | 2827
481551 | MR-J5W2-44G | Digital AC-Servo Amplifier; MR-J5-G; Rated output 2 * 400 W | SERVO MOTION | J5 SÜRÜCÜ | 3122
481552 | MR-J5W2-77G | Digital AC-Servo Amplifier; MR-J5-G; Rated output 2 * 750 W | SERVO MOTION | J5 SÜRÜCÜ | 3397
481553 | MR-J5W2-1010G | Digital AC-Servo Amplifier; MR-J5-G; Rated output 2 * 1 kW | SERVO MOTION | J5 SÜRÜCÜ | 4818
481554 | MR-J5W3-222G | Digital AC-Servo Amplifier; MR-J5-G; Rated output 3 * 200 W | SERVO MOTION | J5 SÜRÜCÜ | 3803
481555 | MR-J5W3-444G | Digital AC-Servo Amplifier; MR-J5-G; Rated output 3 * 400 W | SERVO MOTION | J5 SÜRÜCÜ | 3970
492896 | MR-J5-10G-RJ | Digital AC-Servo Amplifier; MR-J5-G; Rated output up to 100 W; RJ type | SERVO MOTION | J5 SÜRÜCÜ | 1555
492897 | MR-J5-20G-RJ | Digital AC-Servo Amplifier; MR-J5-G; Rated output 200 W; RJ type | SERVO MOTION | J5 SÜRÜCÜ | 1676
492898 | MR-J5-40G-RJ | Digital AC-Servo Amplifier; MR-J5-G; Rated output 400 W; RJ type | SERVO MOTION | J5 SÜRÜCÜ | 1718
492899 | MR-J5-60G-RJ | Digital AC-Servo Amplifier; MR-J5-G; Rated output 600 W; RJ type | SERVO MOTION | J5 SÜRÜCÜ | 1797
492900 | MR-J5-70G-RJ | Digital AC-Servo Amplifier; MR-J5-G; Rated output 750 W; RJ type | SERVO MOTION | J5 SÜRÜCÜ | 1880
492901 | MR-J5-100G-RJ | Digital AC-Servo Amplifier; MR-J5-G; Rated output 1 kW; RJ type | SERVO MOTION | J5 SÜRÜCÜ | 2743
492922 | MR-J5-200G-RJ | Digital AC-Servo Amplifier; MR-J5-G; Rated output 2 kW; RJ type | SERVO MOTION | J5 SÜRÜCÜ | 3044
492923 | MR-J5-350G-RJ | Digital AC-Servo Amplifier; MR-J5-G; Rated output 3,5 kW; RJ type | SERVO MOTION | J5 SÜRÜCÜ | 3266
492924 | MR-J5-10A-RJ | Digital AC-Servo Amplifier; MR-J5-A; Rated output 100 W; RJ type | SERVO MOTION | J5 SÜRÜCÜ | 1555
492925 | MR-J5-20A-RJ | Digital AC-Servo Amplifier; MR-J5-A; Rated output 200 W; RJ type | SERVO MOTION | J5 SÜRÜCÜ | 1676
492926 | MR-J5-40A-RJ | Digital AC-Servo Amplifier; MR-J5-A; Rated output 400 W; RJ type | SERVO MOTION | J5 SÜRÜCÜ | 1718
492927 | MR-J5-60A-RJ | Digital AC-Servo Amplifier; MR-J5-A; Rated output 600 W; RJ type | SERVO MOTION | J5 SÜRÜCÜ | 1797
492928 | MR-J5-70A-RJ | Digital AC-Servo Amplifier; MR-J5-A; Rated output 750 W; RJ type | SERVO MOTION | J5 SÜRÜCÜ | 1880
492929 | MR-J5-100A-RJ | Digital AC-Servo Amplifier; MR-J5-A; Rated output 1 kW; RJ type | SERVO MOTION | J5 SÜRÜCÜ | 2743
492930 | MR-J5-200A-RJ | Digital AC-Servo Amplifier; MR-J5-A; Rated output 2 kW; RJ type | SERVO MOTION | J5 SÜRÜCÜ | 3044
492931 | MR-J5-350A-RJ | Digital AC-Servo Amplifier; MR-J5-A; Rated output 3,5 kW; RJ type | SERVO MOTION | J5 SÜRÜCÜ | 3266
494698 | MR-J5-10G-RJN1 | Digital AC-Servo Amplifier; MR-J5-G; Rated output 100W; RJ type; Multiprotocol | SERVO MOTION | J5 SÜRÜCÜ | 1602
494699 | MR-J5-20G-RJN1 | Digital AC-Servo Amplifier; MR-J5-G; Rated output 200W; RJ type; Multiprotocol | SERVO MOTION | J5 SÜRÜCÜ | 1726
494700 | MR-J5-40G-RJN1 | Digital AC-Servo Amplifier; MR-J5-G; Rated output 400W; RJ type; Multiprotocol | SERVO MOTION | J5 SÜRÜCÜ | 1769
494701 | MR-J5-60G-RJN1 | Digital AC-Servo Amplifier; MR-J5-G; Rated output 600W; RJ type; Multiprotocol | SERVO MOTION | J5 SÜRÜCÜ | 1851
494762 | MR-J5-70G-RJN1 | Digital AC-Servo Amplifier; MR-J5-G; Rated output 750W; RJ type; Multiprotocol | SERVO MOTION | J5 SÜRÜCÜ | 1937
494763 | MR-J5-100G-RJN1 | Digital AC-Servo Amplifier; MR-J5-G; Rated output 1 kW; RJ type; Multiprotocol | SERVO MOTION | J5 SÜRÜCÜ | 2825
494764 | MR-J5-200G-RJN1 | Digital AC-Servo Amplifier; MR-J5-G; Rated output 2kW; RJ type; Multiprotocol | SERVO MOTION | J5 SÜRÜCÜ | 3135
494765 | MR-J5-350G-RJN1 | Digital AC-Servo Amplifier; MR-J5-G; Rated output 3,5kW; RJ type; Multiprotocol | SERVO MOTION | J5 SÜRÜCÜ | 3363
498207 | MR-J5W2-44G-N1 | Digital AC-Servo Amplifier; MR-J5-G; Rated output 2 * 400W; Multiprotocol | SERVO MOTION | J5 SÜRÜCÜ | 3278
498208 | MR-J5W3-444G-N1 | Digital AC-Servo Amplifier; MR-J5-G; Rated output 3 * 400W; Multiprotocol | SERVO MOTION | J5 SÜRÜCÜ | 4169
502194 | MR-J5W2-22G-N1 | Digital AC-Servo Amplifier; MR-J5-G; Rated output 2 * 200W; Multiprotocol | SERVO MOTION | J5 SÜRÜCÜ | 2968
502195 | MR-J5W2-77G-N1 | Digital AC-Servo Amplifier; MR-J5-G; Rated output 2 * 750W; Multiprotocol | SERVO MOTION | J5 SÜRÜCÜ | 3567
502196 | MR-J5W2-1010G-N1 | Digital AC-Servo Amplifier; MR-J5-G; Rated output 2 * 1kW; Multiprotocol | SERVO MOTION | J5 SÜRÜCÜ | 5059
502197 | MR-J5W3-222G-N1 | Digital AC-Servo Amplifier; MR-J5-G; Rated output 3 * 200W; Multiprotocol | SERVO MOTION | J5 SÜRÜCÜ | 3993
558844 | MR-J5-500G-RJ | Digital AC-Servo Amplifier; MR-J5-G; Rated output 5 kW; RJ type | SERVO MOTION | J5 SÜRÜCÜ | 4427
558845 | MR-J5-700G-RJ | Digital AC-Servo Amplifier; MR-J5-G; Rated output 7 kW; RJ type | SERVO MOTION | J5 SÜRÜCÜ | 5313
558848 | MR-J5-500G-RJN1 | Digital AC-Servo Amplifier; MR-J5-G; Rated output 5kW; RJ type; Multiprotocol | SERVO MOTION | J5 SÜRÜCÜ | 4560
558849 | MR-J5-700G-RJN1 | Digital AC-Servo Amplifier; MR-J5-G; Rated output 7kW; RJ type; Multiprotocol | SERVO MOTION | J5 SÜRÜCÜ | 5472
558852 | MR-J5-500A-RJ | Digital AC-Servo Amplifier; MR-J5-A; Rated output 5 kW; RJ type | SERVO MOTION | J5 SÜRÜCÜ | 4427
558853 | MR-J5-700A-RJ | Digital AC-Servo Amplifier; MR-J5-A; Rated output 7 kW; RJ type | SERVO MOTION | J5 SÜRÜCÜ | 5313
582185 | MR-J5-60A4-RJ | Digital AC-Servo Amplifier; MR-J5-A; Rated output 600W; 400V; RJ type | SERVO MOTION | J5 SÜRÜCÜ | 1797
582186 | MR-J5-100A4-RJ | Digital AC-Servo Amplifier; MR-J5-A; Rated output 1 kW; 400V; RJ type | SERVO MOTION | J5 SÜRÜCÜ | 2743
582187 | MR-J5-200A4-RJ | Digital AC-Servo Amplifier; MR-J5-A; Rated output 2 kW; 400V; RJ type | SERVO MOTION | J5 SÜRÜCÜ | 3044
582188 | MR-J5-350A4-RJ | Digital AC-Servo Amplifier; MR-J5-A; Rated output 3,5 kW; 400V; RJ type | SERVO MOTION | J5 SÜRÜCÜ | 3266
582193 | MR-J5-60G4-RJ | Digital AC-Servo Amplifier; MR-J5-G; Rated output 600 W; 400V; RJ type | SERVO MOTION | J5 SÜRÜCÜ | 1797
582194 | MR-J5-100G4-RJ | Digital AC-Servo Amplifier; MR-J5-G; Rated output 1 kW; 400V; RJ type | SERVO MOTION | J5 SÜRÜCÜ | 1492
582195 | MR-J5-200G4-RJ | Digital AC-Servo Amplifier; MR-J5-G; Rated output 2 kW; 400V; RJ type | SERVO MOTION | J5 SÜRÜCÜ | 1901
582196 | MR-J5-350G4-RJ | Digital AC-Servo Amplifier; MR-J5-G; Rated output 3,5 kW; 400V; RJ type | SERVO MOTION | J5 SÜRÜCÜ | 2157
582201 | MR-J5-60G4-RJN1 | Digital AC-Servo Amplifier; MR-J5-G; Rated output 600W;400V;RJ;Multiprotocol | SERVO MOTION | J5 SÜRÜCÜ | 1851
582202 | MR-J5-100G4-RJN1 | Digital AC-Servo Amplifier; MR-J5-G; Rated output 1kW;400V;RJ type;Multiprotocol | SERVO MOTION | J5 SÜRÜCÜ | 1422
582203 | MR-J5-200G4-RJN1 | Digital AC-Servo Amplifier; MR-J5-G; Rated output 2kW;400V;RJ type;Multiprotocol | SERVO MOTION | J5 SÜRÜCÜ | 2072
582204 | MR-J5-350G4-RJN1 | Digital AC-Servo Amplifier;MR-J5-G;Rated output 3,5kW;400V;RJ type;Multiprotocol | SERVO MOTION | J5 SÜRÜCÜ | 2317
599030 | MR-J5D1-100G4 | Digital AC-Servo Amplifier; MR-J5D; 1 axis; Rated output 1 kW; 400 V | SERVO MOTION | J5 SÜRÜCÜ | 3126
599031 | MR-J5D1-200G4 | Digital AC-Servo Amplifier; MR-J5D; 1 axis; Rated output 2 kW; 400 V | SERVO MOTION | J5 SÜRÜCÜ | 3251
599042 | MR-J5D1-350G4 | Digital AC-Servo Amplifier; MR-J5D; 1 axis; Rated output 3,5 kW; 400 V | SERVO MOTION | J5 SÜRÜCÜ | 3438
599043 | MR-J5D1-500G4 | Digital AC-Servo Amplifier; MR-J5D; 1 axis; Rated output 5 kW; 400 V | SERVO MOTION | J5 SÜRÜCÜ | 5001
599044 | MR-J5D1-700G4 | Digital AC-Servo Amplifier; MR-J5D; 1 axis; Rated output 7 kW; 400 V | SERVO MOTION | J5 SÜRÜCÜ | 5626
599045 | MR-J5D2-100G4 | Digital AC-Servo Amplifier; MR-J5D; 2 axes; Rated output 1 kW; 400 V | SERVO MOTION | J5 SÜRÜCÜ | 4376
599046 | MR-J5D2-200G4 | Digital AC-Servo Amplifier; MR-J5D; 2 axes; Rated output 2 kW; 400 V | SERVO MOTION | J5 SÜRÜCÜ | 4939
599047 | MR-J5D2-350G4 | Digital AC-Servo Amplifier; MR-J5D; 2 axes; Rated output 3,5 kW; 400 V | SERVO MOTION | J5 SÜRÜCÜ | 5501
599048 | MR-J5D2-500G4 | Digital AC-Servo Amplifier; MR-J5D; 2 axes; Rated output 5 kW; 400 V | SERVO MOTION | J5 SÜRÜCÜ | 6501
599049 | MR-J5D2-700G4 | Digital AC-Servo Amplifier; MR-J5D; 2 axes; Rated output 7 kW; 400 V | SERVO MOTION | J5 SÜRÜCÜ | 7501
599050 | MR-J5D3-100G4 | Digital AC-Servo Amplifier; MR-J5D; 3 axes; Rated output 1 kW; 400 V | SERVO MOTION | J5 SÜRÜCÜ | 5626
599051 | MR-J5D3-200G4 | Digital AC-Servo Amplifier; MR-J5D; 3 axes; Rated output 2 kW; 400 V | SERVO MOTION | J5 SÜRÜCÜ | 6241
599364 | MR-J5D1-100G4-N1 | Digital AC-Servo Amplifier; MR-J5D; 1 axis; Rated output 1kW; 400V;Multiprotocol | SERVO MOTION | J5 SÜRÜCÜ | 3126
599365 | MR-J5D1-200G4-N1 | Digital AC-Servo Amplifier; MR-J5D; 1 axis; Rated output 2kW; 400V;Multiprotocol | SERVO MOTION | J5 SÜRÜCÜ | 3251
599366 | MR-J5D1-350G4-N1 | Digital AC-Servo Amplifier; MR-J5D; 1axis;Rated output 3,5kW; 400V;Multiprotocol | SERVO MOTION | J5 SÜRÜCÜ | 3438
599367 | MR-J5D1-500G4-N1 | Digital AC-Servo Amplifier; MR-J5D; 1 axis; Rated output 5kW; 400V;Multiprotocol | SERVO MOTION | J5 SÜRÜCÜ | 5001
599368 | MR-J5D1-700G4-N1 | Digital AC-Servo Amplifier; MR-J5D; 1 axis; Rated output 7kW; 400V;Multiprotocol | SERVO MOTION | J5 SÜRÜCÜ | 5626
599369 | MR-J5D2-100G4-N1 | Digital AC-Servo Amplifier; MR-J5D; 2 axes; Rated output 1kW; 400V;Multiprotocol | SERVO MOTION | J5 SÜRÜCÜ | 4376
599370 | MR-J5D2-200G4-N1 | Digital AC-Servo Amplifier; MR-J5D; 2 axes; Rated output 2kW; 400V;Multiprotocol | SERVO MOTION | J5 SÜRÜCÜ | 4939
599371 | MR-J5D2-350G4-N1 | Digital AC-Servo Amplifier; MR-J5D; 2axes;Rated output 3,5kW; 400V;Multiprotocol | SERVO MOTION | J5 SÜRÜCÜ | 5501
599384 | MR-J5D3-100G4-N1 | Digital AC-Servo Amplifier; MR-J5D; 3 axes; Rated output 1kW; 400V;Multiprotocol | SERVO MOTION | J5 SÜRÜCÜ | 5626
599385 | MR-J5D3-200G4-N1 | Digital AC-Servo Amplifier; MR-J5D; 3 axes; Rated output 2kW; 400V;Multiprotocol | SERVO MOTION | J5 SÜRÜCÜ | 6241
625734 | MR-J5W2-22B | Digital AC-Servo Amplifier; MR-J5W-B; Rated Motor Power up to 2 * 200 W | SERVO MOTION | J5 SÜRÜCÜ | 2827
625735 | MR-J5W2-44B | Digital AC-Servo Amplifier; MR-J5W-B; Rated Motor Power up to 2 * 400 W | SERVO MOTION | J5 SÜRÜCÜ | 3122
625736 | MR-J5W2-77B | Digital AC-Servo Amplifier; MR-J5W-B; Rated Motor Power up to 2 * 700 W | SERVO MOTION | J5 SÜRÜCÜ | 3397
625738 | MR-J5W3-222B | Digital AC-Servo Amplifier; MR-J5W-B; Rated Motor Power up to 3 * 200 W | SERVO MOTION | J5 SÜRÜCÜ | 3803
625739 | MR-J5W3-444B | Digital AC-Servo Amplifier; MR-J5W-B; Rated Motor Power up to 3 * 400 W | SERVO MOTION | J5 SÜRÜCÜ | 3970
625740 | MR-J5-10B-RJ | Digital AC-Servo Amplifier; MR-J5-B; Rated output 100 W; RJ type | SERVO MOTION | J5 SÜRÜCÜ | 1555
625741 | MR-J5-20B-RJ | Digital AC-Servo Amplifier; MR-J5-B; Rated output 200 W; RJ type | SERVO MOTION | J5 SÜRÜCÜ | 1676
625742 | MR-J5-40B-RJ | Digital AC-Servo Amplifier; MR-J5-B; Rated output 400 W; RJ type | SERVO MOTION | J5 SÜRÜCÜ | 1718
625744 | MR-J5-70B-RJ | Digital AC-Servo Amplifier; MR-J5-B; Rated output 750 W; RJ type | SERVO MOTION | J5 SÜRÜCÜ | 1880
625751 | MR-J5-100B4-RJ | Digital AC-Servo Amplifier; MR-J5-B; Rated output 1 kW; 400V; RJ type | SERVO MOTION | J5 SÜRÜCÜ | 2827
625752 | MR-J5-200B4-RJ | Digital AC-Servo Amplifier; MR-J5-B; Rated output 2 kW; 400V; RJ type | SERVO MOTION | J5 SÜRÜCÜ | 3138
710503 | MR-J5-500G4-HS | Digital AC-Servo Amplifier; MR-J5-G; Rated output 5 kW; 400V; Safety | SERVO MOTION | J5 SÜRÜCÜ | 2622
710504 | MR-J5-700G4-HS | Digital AC-Servo Amplifier; MR-J5-G; Rated output 7 kW; 400V;Safety | SERVO MOTION | J5 SÜRÜCÜ | 5836
710507 | MR-J5-500G4-HSN1 | Digital AC-ServoAmplifier; MR-J5-G;Rated output 5kW; 400V; Safety; Multiprotocol | SERVO MOTION | J5 SÜRÜCÜ | 2424
710508 | MR-J5-700G4-HSN1 | Digital AC-ServoAmplifier; MR-J5-G;Rated output 7kW; 400V; Safety; Multiprotocol | SERVO MOTION | J5 SÜRÜCÜ | 6012
710511 | MR-J5-500A4-RJ | Digital AC-Servo Amplifier; MR-J5-A; Rated output 5 kW; 400V; RJ type | SERVO MOTION | J5 SÜRÜCÜ | 4615
710512 | MR-J5-700A4-RJ | Digital AC-Servo Amplifier; MR-J5-A; Rated output 7 kW; 400V; RJ type | SERVO MOTION | J5 SÜRÜCÜ | 5537
735479 | MR-J5-12KG4-HS | Digital AC-Servo Amplifier; MR-J5-G; Rated output 12 kW; 400V; Safety | SERVO MOTION | J5 SÜRÜCÜ | 10755
735480 | MR-J5-17KG4-HS | Digital AC-Servo Amplifier; MR-J5-G; Rated output 17 kW; 400V; Safety | SERVO MOTION | J5 SÜRÜCÜ | 11446
735481 | MR-J5-25KG4-HS | Digital AC-Servo Amplifier; MR-J5-G; Rated output 25 kW; 400V; Safety | SERVO MOTION | J5 SÜRÜCÜ | 12242
735482 | MR-J5-12KG4-HSN1 | Digital AC-Servo Amplifier; MR-J5-G; Rated output 12kW;400V;Safety;Multiprotocol | SERVO MOTION | J5 SÜRÜCÜ | 11078
735483 | MR-J5-17KG4-HSN1 | Digital AC-Servo Amplifier; MR-J5-G; Rated output 17kW;400V;Safety;Multiprotocol | SERVO MOTION | J5 SÜRÜCÜ | 11790
735484 | MR-J5-25KG4-HSN1 | Digital AC-Servo Amplifier; MR-J5-G; Rated output 25kW;400V;Safety;Multiprotocol | SERVO MOTION | J5 SÜRÜCÜ | 12609
735485 | MR-J5-12KA4-RJ | Digital AC-Servo Amplifier; MR-J5-A; Rated output 12 kW; 400V; RJ type | SERVO MOTION | J5 SÜRÜCÜ | 10220
735486 | MR-J5-17KA4-RJ | Digital AC-Servo Amplifier; MR-J5-A; Rated output 17 kW; 400V; RJ type | SERVO MOTION | J5 SÜRÜCÜ | 10911
735487 | MR-J5-25KA4-RJ | Digital AC-Servo Amplifier; MR-J5-A; Rated output 25 kW; 400V; RJ type | SERVO MOTION | J5 SÜRÜCÜ | 11707
735488 | MR-J5-12KB4-RJ | Digital AC-Servo Amplifier; MR-J5-B; Rated output 12 kW; 400V; RJ type | SERVO MOTION | J5 SÜRÜCÜ | 10220
735489 | MR-J5-17KB4-RJ | Digital AC-Servo Amplifier; MR-J5-B; Rated output 17 kW; 400V; RJ type | SERVO MOTION | J5 SÜRÜCÜ | 10911
735490 | MR-J5-25KB4-RJ | Digital AC-Servo Amplifier; MR-J5-B; Rated output 25 kW; 400V; RJ type | SERVO MOTION | J5 SÜRÜCÜ | 11707
481569 | HK-KT053W | Servomotor; HK-KT Series; Power 50 W; Torque 0,16 Nm, max. 0,56 Nm | SERVO MOTION | J5 MOTOR | 1088
481570 | HK-KT13W | Servomotor; HK-KT Series; Power 100 W; Torque 0,32 Nm, max. 1,1 Nm | SERVO MOTION | J5 MOTOR | 1150
481571 | HK-KT1M3W | Servomotor; HK-KT Series; Power 150 W; Torque 0,48 Nm, max. 1,7 Nm | SERVO MOTION | J5 MOTOR | 1300
481612 | HK-KT13UW | Servomotor; HK-KT Series; Power 100 W; Torque 0,32 Nm, max. 1,1 Nm; Flat type | SERVO MOTION | J5 MOTOR | 1150
481613 | HK-KT23W | Servomotor; HK-KT Series; Power 200 W; Torque 0,64 Nm, max. 2,2 Nm | SERVO MOTION | J5 MOTOR | 1422
481614 | HK-KT43W | Servomotor; HK-KT Series; Power 400 W; Torque 1,3 Nm, max. 4,5 Nm | SERVO MOTION | J5 MOTOR | 1683
481615 | HK-KT63W | Servomotor; HK-KT Series; Power 600 W; Torque 1,9 Nm, max. 6,7 Nm | SERVO MOTION | J5 MOTOR | 1947
481616 | HK-KT23UW | Servomotor; HK-KT Series; Power 200 W; Torque 0,64 Nm, max. 1,9 Nm; Flat type | SERVO MOTION | J5 MOTOR | 1422
481617 | HK-KT43UW | Servomotor; HK-KT Series; Power 400 W; Torque 1,3 Nm, max. 4,5 Nm; Flat type | SERVO MOTION | J5 MOTOR | 1683
481618 | HK-KT7M3W | Servomotor; HK-KT Series; Power 750 W; Torque 2,4 Nm, max. 8,4 Nm | SERVO MOTION | J5 MOTOR | 2020
481619 | HK-KT103W | Servomotor; HK-KT Series; Power 1 kW; Torque 3,2 Nm, max.11,1 Nm | SERVO MOTION | J5 MOTOR | 2092
481620 | HK-KT7M3UW | Servomotor; HK-KT Series; Power 750 W; Torque 2,4 Nm, max. 8,4 Nm; Flat type | SERVO MOTION | J5 MOTOR | 2020
481621 | HK-KT103UW | Servomotor; HK-KT Series; Power 1 kW; Torque 3,2 Nm, max. 11,1 Nm; Flat type | SERVO MOTION | J5 MOTOR | 2092
481622 | HK-KT153W | Servomotor; HK-KT Series; Power 1,5 kW; Torque 4,8 Nm, max. 16,7 Nm | SERVO MOTION | J5 MOTOR | 2208
481623 | HK-KT203W | Servomotor HK-KT Series; Power 2 kW; Torque 6,4 Nm, max. 19,1 Nm | SERVO MOTION | J5 MOTOR | 2397
481624 | HK-KT202W | Servomotor; HK-KT Series; Power 2 kW; Torque 9,5 Nm, max. 28,6 Nm | SERVO MOTION | J5 MOTOR | 2612
481625 | HK-KT434W | Servomotor; HK-KT Series; Power 400 W; Torque 1,3 Nm; 400V | SERVO MOTION | J5 MOTOR | 1683
481626 | HK-KT634W | Servomotor; HK-KT Series; Power 600 W; Torque 1,9 Nm; 400V | SERVO MOTION | J5 MOTOR | 1947
481627 | HK-KT7M34W | Servomotor; HK-KT Series; Power 750 W; Torque 2,4 Nm; 400V | SERVO MOTION | J5 MOTOR | 2020
481628 | HK-KT1034W | Servomotor; HK-KT Series; Power 1 kW; Torque 3,2 Nm; 400V | SERVO MOTION | J5 MOTOR | 2092
481629 | HK-KT1534W | Servomotor; HK-KT Series; Power 1,5 kW; Torque 4,8 Nm; 400V | SERVO MOTION | J5 MOTOR | 2208
481630 | HK-KT2034W | Servomotor; HK-KT Series; Power 2 kW; Torque 6,4 Nm; 400V | SERVO MOTION | J5 MOTOR | 2397
481631 | HK-KT2024W | Servomotor; HK-KT Series; Power 2 kW; Torque 9,5 Nm; 400V | SERVO MOTION | J5 MOTOR | 2612
481636 | HK-KT053WB | Servomotor; HK-KT Series; Power 50 W; Torque 0,16 Nm, max. 0,56 Nm; Brake | SERVO MOTION | J5 MOTOR | 1519
481637 | HK-KT13WB | Servomotor; HK-KT Series; Power 100 W; Torque 0,32 Nm, max. 1,1 Nm; Brake | SERVO MOTION | J5 MOTOR | 1580
481638 | HK-KT1M3WB | Servomotor; HK-KT Series; Power 150 W; Torque 0,48 Nm, max. 1,7 Nm; Brake | SERVO MOTION | J5 MOTOR | 1731
481639 | HK-KT13UWB | Servomotor; HK-KT Series; Power 100 W; Torque 0,32 Nm, Flat type; Brake | SERVO MOTION | J5 MOTOR | 1712
481640 | HK-KT23WB | Servomotor; HK-KT Series; Power 200 W; Torque 0,64 Nm, max. 2,2 Nm; Brake | SERVO MOTION | J5 MOTOR | 1984
481641 | HK-KT43WB | Servomotor; HK-KT Series; Power 400 W; Torque 1,3 Nm, max. 4,5 Nm; Brake | SERVO MOTION | J5 MOTOR | 2246
481642 | HK-KT63WB | Servomotor; HK-KT Series; Power 600 W; Torque 1,9 Nm, max. 6,7 Nm; Brake | SERVO MOTION | J5 MOTOR | 2510
481643 | HK-KT23UWB | Servomotor; HK-KT Series; Power 200 W; Torque 0,64 Nm; Flat type; Brake | SERVO MOTION | J5 MOTOR | 2091
481644 | HK-KT43UWB | Servomotor; HK-KT Series; Power 400 W; Torque 1,3 Nm; Flat type; Brake | SERVO MOTION | J5 MOTOR | 2352
481645 | HK-KT7M3WB | Servomotor; HK-KT Series; Power 750 W; Torque 2,4 Nm, max. 8,4 Nm; Brake | SERVO MOTION | J5 MOTOR | 2689
481646 | HK-KT103WB | Servomotor; HK-KT Series; Power 1 kW; Torque 3,2 Nm, max.11,1 Nm; Brake | SERVO MOTION | J5 MOTOR | 2757
481647 | HK-KT7M3UWB | Servomotor; HK-KT Series; Power 750 W; Torque 2,4 Nm; Flat type; Brake | SERVO MOTION | J5 MOTOR | 2701
481648 | HK-KT103UWB | Servomotor; HK-KT Series; Power 1 kW; Torque 3,2 Nm; Flat type; Brake | SERVO MOTION | J5 MOTOR | 2769
481649 | HK-KT153WB | Servomotor; HK-KT Series; Power 1,5 kW; Torque 4,8 Nm, max. 16,7 Nm; Brake | SERVO MOTION | J5 MOTOR | 2884
481650 | HK-KT203WB | Servomotor; HK-KT Series; Power 2 kW; Torque 6,4 Nm, max. 19,1 Nm; Brake | SERVO MOTION | J5 MOTOR | 3074
481651 | HK-KT202WB | Servomotor; HK-KT Series; Power 2 kW; Torque 9,5 Nm, max. 28,6 Nm; Brake | SERVO MOTION | J5 MOTOR | 3288
481652 | HK-KT434WB | Servomotor; HK-KT Series; Power 400 W; Torque 1,3 Nm; 400V; Brake | SERVO MOTION | J5 MOTOR | 2246
481653 | HK-KT634WB | Servomotor; HK-KT Series; Power 600 W; Torque 1,9 Nm; 400V; Brake | SERVO MOTION | J5 MOTOR | 2510
481654 | HK-KT7M34WB | Servomotor; HK-KT Series; Power 750 W; Torque 2,4 Nm; 400V; Brake | SERVO MOTION | J5 MOTOR | 2689
481655 | HK-KT1034WB | Servomotor; HK-KT Series; Power 1 kW; Torque 3,2 Nm; 400V; Brake | SERVO MOTION | J5 MOTOR | 2757
481656 | HK-KT1534WB | Servomotor; HK-KT Series; Power 1,5 kW; Torque 4,8 Nm; 400V; Brake | SERVO MOTION | J5 MOTOR | 2884
481657 | HK-KT2034WB | Servomotor; HK-KT Series; Power 2 kW; Torque 6,4 Nm; 400V; Brake | SERVO MOTION | J5 MOTOR | 3074
481658 | HK-KT2024WB | Servomotor; HK-KT Series; Power 2 kW; Torque 9,5 Nm; 400V; Brake | SERVO MOTION | J5 MOTOR | 3288
481659 | HK-ST102W | Servomotor HK-ST Series; Power 1 kW; Torque 4,8 Nm, max. 14,3 Nm | SERVO MOTION | J5 MOTOR | 2223
481660 | HK-ST352WB | Servomotor HK-ST Series; Power 3,5 kW; Torque 16,7 Nm, max. 50,1 Nm; Brake | SERVO MOTION | J5 MOTOR | 4780
481668 | HK-KT1M3WK | Servomotor; HK-KT Series; Power 150 W; Torque 0,48 Nm, max. 1,7 Nm; Keyway | SERVO MOTION | J5 MOTOR | 1545
481671 | HK-KT43WK | Servomotor; HK-KT Series; Power 400 W; Torque 1,3 Nm, max. 4,5 Nm; Keyway | SERVO MOTION | J5 MOTOR | 1928
481695 | HK-KT7M3WK | Servomotor; HK-KT Series; Power 750 W; Torque 2,4 Nm, max. 8,4 Nm; Keyway | SERVO MOTION | J5 MOTOR | 2265
481705 | HK-KT1034WK | Servomotor; HK-KT Series; Power 1 kW; Torque 3,2 Nm; 400V; Keyway | SERVO MOTION | J5 MOTOR | 2335
481706 | HK-KT1534WK | Servomotor; HK-KT Series; Power 1,5 kW; Torque 4,8 Nm; 400V; Keyway | SERVO MOTION | J5 MOTOR | 2451
481707 | HK-KT2034WK | Servomotor; HK-KT Series; Power 2 kW; Torque 6,4 Nm; 400V; Keyway | SERVO MOTION | J5 MOTOR | 2640
481715 | HK-KT1M3WBK | Servomotor; HK-KT Series; Power 150 W; Torque 0,48 Nm; Brake; Keyway | SERVO MOTION | J5 MOTOR | 2136
481718 | HK-KT43WBK | Servomotor; HK-KT Series; Power 400 W; Torque 1,3 Nm; Brake; Keyway | SERVO MOTION | J5 MOTOR | 2663
481722 | HK-KT7M3WBK | Servomotor; HK-KT Series; Power 750 W; Torque 2,4 Nm; Brake; Keyway | SERVO MOTION | J5 MOTOR | 3029
481733 | HK-KT1534WBK | Servomotor; HK-KT Series; Power 1,5kW; Torque 4,8Nm;400V;Brake;Keyway | SERVO MOTION | J5 MOTOR | 3127
481734 | HK-KT2034WBK | Servomotor; HK-KT Series; Power 2 kW; Torque 6,4 Nm; 400V; Brake; Keyway | SERVO MOTION | J5 MOTOR | 3317
481786 | HK-ST52W | Servomotor; HK-ST Series; Power 500 W; Torque 2,4 Nm, max. 7,2 Nm | SERVO MOTION | J5 MOTOR | 1842
481787 | HK-ST172W | Servomotor; HK-ST Series; Power 1,75 kW; Torque 8,4 Nm, max. 25,1 Nm | SERVO MOTION | J5 MOTOR | 2745
481788 | HK-ST202AW | Servomotor; HK-ST Series; Power 2 kW; Torque 9,5 Nm, max. 28,6 Nm; Long type | SERVO MOTION | J5 MOTOR | 2849
481789 | HK-ST302W | Servomotor; HK-ST Series; Power 3 kW; Torque 14,3 Nm, max. 43,0 Nm | SERVO MOTION | J5 MOTOR | 3473
481790 | HK-ST202W | Servomotor; HK-ST Series; Power 2 kW; Torque 9,5 Nm, max. 28,6 Nm; | SERVO MOTION | J5 MOTOR | 3138
481791 | HK-ST352W | Servomotor; HK-ST Series; Power 3,5 kW; Torque 16,7 Nm, max. 50,1 Nm; | SERVO MOTION | J5 MOTOR | 3885
481792 | HK-ST524W | Servomotor; HK-ST Series; Power 500 W; Torque 2,4 Nm; 400 V | SERVO MOTION | J5 MOTOR | 1842
481793 | HK-ST1024W | Servomotor; HK-ST Series; Power 1 kW; Torque 4,8 Nm; 400 V | SERVO MOTION | J5 MOTOR | 2237
481794 | HK-ST1724W | Servomotor; HK-ST Series; Power 1,75 kW; Torque 8,4 Nm; 400 V | SERVO MOTION | J5 MOTOR | 2156
481795 | HK-ST2024AW | Servomotor; HK-ST Series; Power 2 kW; Torque 9,5 Nm; 400 V; Long type | SERVO MOTION | J5 MOTOR | 2849
481796 | HK-ST3024W | Servomotor; HK-ST Series; Power 3 kW; Torque 14,3 Nm; 400 V | SERVO MOTION | J5 MOTOR | 2429
481797 | HK-ST2024W | Servomotor; HK-ST Series; Power 2 kW; Torque 9,5 Nm; 400 V | SERVO MOTION | J5 MOTOR | 2896
481798 | HK-ST3524W | Servomotor; HK-ST Series; Power 3,5 kW; Torque 16,7 Nm; 400 V | SERVO MOTION | J5 MOTOR | 2839
481799 | HK-ST5024W | Servomotor; HK-ST Series; Power 5 kW; Torque 23,9 Nm; 400 V | SERVO MOTION | J5 MOTOR | 3656
481800 | HK-ST52WB | Servomotor; HK-ST Series; Power 500 W; Torque 2,4 Nm, max. 7,2 Nm; Brake | SERVO MOTION | J5 MOTOR | 2678
481801 | HK-ST102WB | Servomotor; HK-ST Series; Power 1 kW; Torque 4,8 Nm, max. 14,3 Nm; Brake | SERVO MOTION | J5 MOTOR | 3054
481802 | HK-ST172WB | Servomotor; HK-ST Series; Power 1,75 kW; Torque 8,4 Nm, max. 25,1 Nm; Brake | SERVO MOTION | J5 MOTOR | 3575
481803 | HK-ST202AWB | Servomotor; HK-ST Series; Power 2 kW; Torque 9,5 Nm; Long type; Brake | SERVO MOTION | J5 MOTOR | 3680
481804 | HK-ST302WB | Servomotor; HK-ST Series; Power 3 kW; Torque 14,3 Nm, max. 43,0 Nm; Brake | SERVO MOTION | J5 MOTOR | 4304
481805 | HK-ST202WB | Servomotor; HK-ST Series; Power 2 kW; Torque 9,5 Nm, max. 28,6 Nm; Brake | SERVO MOTION | J5 MOTOR | 4033
481806 | HK-ST524WB | Servomotor; HK-ST Series; Power 500 W; Torque 2,4 Nm; 400 V; Brake | SERVO MOTION | J5 MOTOR | 2678
481807 | HK-ST1024WB | Servomotor; HK-ST Series; Power 1 kW; Torque 4,8 Nm; 400 V; Brake | SERVO MOTION | J5 MOTOR | 3054
481808 | HK-ST1724WB | Servomotor; HK-ST Series; Power 1,75 kW; Torque 8,4 Nm; 400 V; Brake | SERVO MOTION | J5 MOTOR | 3290
481809 | HK-ST2024AWB | Servomotor; HK-ST Series; Power 2kW; Torque 9,5Nm; 400V; Long type; Brake | SERVO MOTION | J5 MOTOR | 3680
481810 | HK-ST3024WB | Servomotor; HK-ST Series; Power 3 kW; Torque 14,3 Nm; 400 V; Brake | SERVO MOTION | J5 MOTOR | 3595
481811 | HK-ST2024WB | Servomotor; HK-ST Series; Power 2 kW; Torque 9,5 Nm; 400 V; Brake | SERVO MOTION | J5 MOTOR | 3828
481812 | HK-ST3524WB | Servomotor; HK-ST Series; Power 3,5 kW; Torque 16,7 Nm; 400 V; Brake | SERVO MOTION | J5 MOTOR | 3552
481813 | HK-ST5024WB | Servomotor; HK-ST Series; Power 5 kW; Torque 23,9 Nm; 400 V; Brake | SERVO MOTION | J5 MOTOR | 4348
558854 | HK-ST7024W | Servomotor; HK-ST Series; Power 7,0 kW; Torque 33,4 Nm, max. 100 Nm | SERVO MOTION | J5 MOTOR | 6318
558855 | HK-ST502W | Servomotor; HK-ST Series; Power 5 kW; Torque 23,9 Nm, max. 71,6 Nm | SERVO MOTION | J5 MOTOR | 4931
558856 | HK-ST702W | Servomotor; HK-ST Series; Power 7 kW; Torque 33,4 Nm, max. 100 Nm | SERVO MOTION | J5 MOTOR | 6318
558857 | HK-ST7024WB | Servomotor; HK-ST Series; Power 7,0 kW; Torque 33,4 Nm, max. 100 Nm; Brake | SERVO MOTION | J5 MOTOR | 7214
558858 | HK-ST502WB | Servomotor; HK-ST Series; Power 5 kW; Torque 23,9 Nm, max. 71,6 Nm; Brake | SERVO MOTION | J5 MOTOR | 5826
558859 | HK-ST702WB | Servomotor; HK-ST Series; Power 7 kW; Torque 33,4 Nm, max. 100 Nm; Brake | SERVO MOTION | J5 MOTOR | 7214
573543 | HK-KT053WWS | Servomotor; HK-KT Series; Power 50 W; Torque 0,16 Nm, max. 0,56 Nm; Safety | SERVO MOTION | J5 MOTOR | 1323
573544 | HK-KT13WWS | Servomotor; HK-KT Series; Power 100 W; Torque 0,32 Nm, max. 1,1 Nm; Safety | SERVO MOTION | J5 MOTOR | 1388
573545 | HK-KT13UWWS | Servomotor; HK-KT Series; Power 100 W; Torque 0,32 Nm; Flat type; Safety | SERVO MOTION | J5 MOTOR | 1388
573546 | HK-KT1M3WWS | Servomotor; HK-KT Series; Power 150 W; Torque 0,48 Nm, max. 1,7 Nm; Safety | SERVO MOTION | J5 MOTOR | 1546
573547 | HK-KT23WWS | Servomotor; HK-KT Series; Power 200 W; Torque 0,64 Nm, max. 2,2 Nm; Safety | SERVO MOTION | J5 MOTOR | 1666
573548 | HK-KT23UWWS | Servomotor; HK-KT Series; Power 200 W; Torque 0,64 Nm; Flat type; Safety | SERVO MOTION | J5 MOTOR | 1666
573549 | HK-KT43WWS | Servomotor; HK-KT Series; Power 400 W; Torque 1,3 Nm, max. 4,5 Nm; Safety | SERVO MOTION | J5 MOTOR | 1926
573550 | HK-KT43UWWS | Servomotor; HK-KT Series; Power 400 W; Torque 1,3 Nm; Flat type; Safety | SERVO MOTION | J5 MOTOR | 1926
573551 | HK-KT63WWS | Servomotor; HK-KT Series; Power 600 W; Torque 1,9 Nm, max. 6,7 Nm; Safety | SERVO MOTION | J5 MOTOR | 2191
573582 | HK-KT7M3WWS | Servomotor; HK-KT Series; Power 750 W; Torque 2,4 Nm, max. 8,4 Nm; Safety | SERVO MOTION | J5 MOTOR | 2252
573583 | HK-KT7M3UWWS | Servomotor; HK-KT Series; Power 750 W; Torque 2,4 Nm; Flat type; Safety | SERVO MOTION | J5 MOTOR | 2252
573584 | HK-KT103WWS | Servomotor; HK-KT Series; Power 1 kW; Torque 3,2 Nm, max.11,1 Nm; Safety | SERVO MOTION | J5 MOTOR | 2323
573585 | HK-KT103UWWS | Servomotor; HK-KT Series; Power 1 kW; Torque 3,2 Nm; Flat type; Safety | SERVO MOTION | J5 MOTOR | 2328
573586 | HK-KT153WWS | Servomotor; HK-KT Series; Power 1,5 kW; Torque 4,8 Nm, max. 16,7 Nm; Safety | SERVO MOTION | J5 MOTOR | 2439
573587 | HK-KT203WWS | Servomotor; HK-KT Series; Power 2 kW; Torque 6,4 Nm, max. 19,1 Nm; Safety | SERVO MOTION | J5 MOTOR | 2628
573588 | HK-KT053WBWS | Servomotor; HK-KT Series; Power 50 W; Torque 0,16 Nm; Brake; Safety | SERVO MOTION | J5 MOTOR | 1736
573589 | HK-KT13WBWS | Servomotor; HK-KT Series; Power 100 W; Torque 0,32 Nm; Brake; Safety | SERVO MOTION | J5 MOTOR | 1801
573590 | HK-KT13UWBWS | Servomotor; HK-KT Series; Power 100 W; Torque 0,32 Nm, Flat type; Brake; Safety | SERVO MOTION | J5 MOTOR | 1932
573591 | HK-KT1M3WBWS | Servomotor; HK-KT Series; Power 150 W; Torque 0,48 Nm; Brake; Safety | SERVO MOTION | J5 MOTOR | 1954
573592 | HK-KT23WBWS | Servomotor; HK-KT Series; Power 200 W; Torque 0,64 Nm, max. 2,2Nm; Brake; Safety | SERVO MOTION | J5 MOTOR | 2200
573593 | HK-KT23UWBWS | Servomotor; HK-KT Series; Power 200 W; Torque 0,64 Nm; Flat type; Brake; Safety | SERVO MOTION | J5 MOTOR | 2318
573594 | HK-KT43WBWS | Servomotor; HK-KT Series; Power 400 W; Torque 1,3 Nm, max. 4,5 Nm; Brake; Safety | SERVO MOTION | J5 MOTOR | 2463
573595 | HK-KT43UWBWS | Servomotor; HK-KT Series; Power 400 W; Torque 1,3 Nm; Flat type; Brake; Safety | SERVO MOTION | J5 MOTOR | 2577
573596 | HK-KT63WBWS | Servomotor; HK-KT Series; Power 600 W; Torque 1,9 Nm, max. 6,7 Nm; Brake; Safety | SERVO MOTION | J5 MOTOR | 2729
573597 | HK-KT7M3WBWS | Servomotor; HK-KT Series; Power 750 W; Torque 2,4 Nm, max. 8,4 Nm; Brake; Safety | SERVO MOTION | J5 MOTOR | 2913
573598 | HK-KT7M3UWBWS | Servomotor; HK-KT Series; Power 750 W; Torque 2,4 Nm; Flat type; Brake; Safety | SERVO MOTION | J5 MOTOR | 2925
573599 | HK-KT103WBWS | Servomotor; HK-KT Series; Power 1 kW; Torque 3,2 Nm, max.11,1 Nm; Brake; Safety | SERVO MOTION | J5 MOTOR | 2979
573600 | HK-KT103UWBWS | Servomotor; HK-KT Series; Power 1 kW; Torque 3,2 Nm; Flat type; Brake; Safety | SERVO MOTION | J5 MOTOR | 2995
573601 | HK-KT153WBWS | Servomotor; HK-KT Series; Power 1,5 kW; Torque 4,8 Nm, max. 16,7Nm; Brake;Safety | SERVO MOTION | J5 MOTOR | 3107
573602 | HK-KT203WBWS | Servomotor; HK-KT Series; Power 2 kW; Torque 6,4 Nm, max. 19,1 Nm; Brake; Safety | SERVO MOTION | J5 MOTOR | 3297
573603 | HK-KT202WWS | Servomotor; HK-KT Series; Power 2 kW; Torque 9,5 Nm, max. 28,6 Nm; Safety | SERVO MOTION | J5 MOTOR | 2843
573604 | HK-KT202WBWS | Servomotor; HK-KT Series; Power 2 kW; Torque 9,5 Nm, max. 28,6 Nm; Brake; Safety | SERVO MOTION | J5 MOTOR | 3512
573605 | HK-KT434WWS | Servomotor; HK-KT Series; Power 400 W; Torque 1,3 Nm; 400V; Safety | SERVO MOTION | J5 MOTOR | 1926
573606 | HK-KT634WWS | Servomotor; HK-KT Series; Power 600 W; Torque 1,9 Nm; 400V; Safety | SERVO MOTION | J5 MOTOR | 2191
573607 | HK-KT7M34WWS | Servomotor; HK-KT Series; Power 750 W; Torque 2,4 Nm; 400V; Safety | SERVO MOTION | J5 MOTOR | 2252
573608 | HK-KT1034WWS | Servomotor; HK-KT Series; Power 1 kW; Torque 3,2 Nm; 400V; Safety | SERVO MOTION | J5 MOTOR | 2328
573609 | HK-KT1534WWS | Servomotor; HK-KT Series; Power 1,5 kW; Torque 4,8 Nm; 400V; Safety | SERVO MOTION | J5 MOTOR | 2439
573610 | HK-KT2034WWS | Servomotor; HK-KT Series; Power 2 kW; Torque 6,4 Nm; 400V; Safety | SERVO MOTION | J5 MOTOR | 2628
573611 | HK-KT434WBWS | Servomotor; HK-KT Series; Power 400 W; Torque 1,3Nm; 400V; Brake; Safety | SERVO MOTION | J5 MOTOR | 2463
573612 | HK-KT634WBWS | Servomotor; HK-KT Series; Power 600 W; Torque 1,9Nm; 400V; Brake; Safety | SERVO MOTION | J5 MOTOR | 2729
573613 | HK-KT7M34WBWS | Servomotor; HK-KT Series; Power 750 W; Torque 2,4Nm; 400V; Brake; Safety | SERVO MOTION | J5 MOTOR | 2911
573614 | HK-KT1034WBWS | Servomotor; HK-KT Series; Power 1 kW; Torque 3,2Nm; 400V; Brake; Safety | SERVO MOTION | J5 MOTOR | 2979
573615 | HK-KT1534WBWS | Servomotor; HK-KT Series; Power 1,5kW; Torque 4,8Nm; 400V; Brake;Safety | SERVO MOTION | J5 MOTOR | 3101
573616 | HK-KT2034WBWS | Servomotor; HK-KT Series; Power 2 kW; Torque 6,4 Nm; 400V; Brake; Safety | SERVO MOTION | J5 MOTOR | 3296
573617 | HK-KT2024WWS | Servomotor; HK-KT Series; Power 2 kW; Torque 9,5 Nm; 400V; Safety | SERVO MOTION | J5 MOTOR | 2843
573618 | HK-KT2024WBWS | Servomotor; HK-KT Series; Power 2 kW; Torque 9,5 Nm; 400V; Brake; Safety | SERVO MOTION | J5 MOTOR | 3512
573834 | HK-ST52WWS | Servomotor; HK-ST Series; Power 500 W; Torque 2,4 Nm, max. 7,2 Nm; Safety | SERVO MOTION | J5 MOTOR | 2075
573835 | HK-ST102WWS | Servomotor; HK-ST Series; Power 1 kW; Torque 4,8 Nm, max. 14,3 Nm; Safety | SERVO MOTION | J5 MOTOR | 2460
573836 | HK-ST172WWS | Servomotor; HK-ST Series; Power 1,75 kW; Torque 8,4 Nm, max. 25,1 Nm; Safety | SERVO MOTION | J5 MOTOR | 2982
573837 | HK-ST202AWWS | Servomotor; HK-ST Series; Power 2kW; Torque 9,5Nm, max. 28,6Nm; Long type;Safety | SERVO MOTION | J5 MOTOR | 3086
573838 | HK-ST302WWS | Servomotor; HK-ST Series; Power 3 kW; Torque 14,3 Nm, max. 43,0 Nm; Safety | SERVO MOTION | J5 MOTOR | 3711
573839 | HK-ST202WWS | Servomotor; HK-ST Series; Power 2 kW; Torque 9,5 Nm, max. 28,6 Nm; Safety | SERVO MOTION | J5 MOTOR | 3375
573840 | HK-ST352WWS | Servomotor; HK-ST Series; Power 3,5 kW; Torque 16,7 Nm, max. 50,1 Nm ;Safety | SERVO MOTION | J5 MOTOR | 4120
573841 | HK-ST502WWS | Servomotor; HK-ST Series; Power 5 kW; Torque 23,9 Nm, max. 71,6 Nm; Safety | SERVO MOTION | J5 MOTOR | 5421
573922 | HK-ST702WWS | Servomotor; HK-ST Series; Power 7 kW; Torque 33,4 Nm, max. 100 Nm; Safety | SERVO MOTION | J5 MOTOR | 7017
573923 | HK-ST52WBWS | Servomotor; HK-ST Series; Power 500 W; Torque 2,4 Nm, max. 7,2 Nm; Brake; Safety | SERVO MOTION | J5 MOTOR | 2906
573924 | HK-ST102WBWS | Servomotor; HK-ST Series; Power 1 kW; Torque 4,8 Nm, max. 14,3 Nm; Brake; Safety | SERVO MOTION | J5 MOTOR | 3289
573925 | HK-ST172WBWS | Servomotor; HK-ST Series; Power 1,75 kW; Torque 8,4Nm, max. 25,1Nm; Brake;Safety | SERVO MOTION | J5 MOTOR | 3811
573926 | HK-ST202AWBWS | Servomotor; HK-ST Series; Power 2 kW; Torque 9,5 Nm; Long type; Brake; Safety | SERVO MOTION | J5 MOTOR | 3915
573927 | HK-ST302WBWS | Servomotor; HK-ST Series; Power 3 kW; Torque 14,3 Nm, max. 43,0 Nm; Brake;Safety | SERVO MOTION | J5 MOTOR | 4552
573928 | HK-ST202WBWS | Servomotor; HK-ST Series; Power 2 kW; Torque 9,5 Nm, max. 28,6 Nm; Brake;Safety | SERVO MOTION | J5 MOTOR | 4267
573929 | HK-ST352WBWS | Servomotor; HK-ST Series; Power 3,5 kW; Torque 16,7 Nm, max. 50,1Nm;Brake;Safety | SERVO MOTION | J5 MOTOR | 5013
573930 | HK-ST502WBWS | Servomotor; HK-ST Series; Power 5 kW; Torque 23,9 Nm, max. 71,6 Nm; Brake;Safety | SERVO MOTION | J5 MOTOR | 6337
573931 | HK-ST702WBWS | Servomotor; HK-ST Series; Power 7 kW; Torque 33,4 Nm, max. 100 Nm; Brake; Safety | SERVO MOTION | J5 MOTOR | 7979
573932 | HK-ST524WWS | Servomotor; HK-ST Series; Power 500 W; Torque 2,4 Nm; 400 V; Safety | SERVO MOTION | J5 MOTOR | 2075
573933 | HK-ST1024WWS | Servomotor; HK-ST Series; Power 1 kW; Torque 4,8 Nm; 400 V; Safety | SERVO MOTION | J5 MOTOR | 2460
573934 | HK-ST1724WWS | Servomotor; HK-ST Series; Power 1,75 kW; Torque 8,4 Nm; 400 V; Safety | SERVO MOTION | J5 MOTOR | 2982
573935 | HK-ST2024AWWS | Servomotor; HK-ST Series; Power 2kW; Torque 9,5Nm; 400V; Long type;Safety | SERVO MOTION | J5 MOTOR | 3086
573936 | HK-ST3024WWS | Servomotor; HK-ST Series; Power 3 kW; Torque 14,3 Nm; 400 V; Safety | SERVO MOTION | J5 MOTOR | 3724
573937 | HK-ST2024WWS | Servomotor; HK-ST Series; Power 2 kW; Torque 9,5 Nm; 400 V; Safety | SERVO MOTION | J5 MOTOR | 3375
573938 | HK-ST3524WWS | Servomotor; HK-ST Series; Power 3,5 kW; Torque 16,7 Nm; 400 V; Safety | SERVO MOTION | J5 MOTOR | 4120
573939 | HK-ST5024WWS | Servomotor; HK-ST Series; Power 5 kW; Torque 23,9 Nm; 400 V; Safety | SERVO MOTION | J5 MOTOR | 5154
573940 | HK-ST7024WWS | Servomotor; HK-ST Series; Power 7,0 kW; Torque 33,4 Nm, max. 100 Nm; Safety | SERVO MOTION | J5 MOTOR | 7017
573941 | HK-ST524WBWS | Servomotor; HK-ST Series; Power 500 W; Torque 2,4 Nm; 400V; Brake;Safety | SERVO MOTION | J5 MOTOR | 2906
573942 | HK-ST1024WBWS | Servomotor; HK-ST Series; Power 1 kW; Torque 4,8 Nm; 400 V; Brake;Safety | SERVO MOTION | J5 MOTOR | 3289
573943 | HK-ST1724WBWS | Servomotor; HK-ST Series; Power 1,75 kW; Torque 8,4Nm; 400V;Brake;Safety | SERVO MOTION | J5 MOTOR | 3811
573944 | HK-ST2024AWBWS | Servomotor; HK-ST Series;Power2kW;Torque 9,5Nm;400V;Long type;Brake;Safety | SERVO MOTION | J5 MOTOR | 3915
573945 | HK-ST3024WBWS | Servomotor; HK-ST Series; Power 3 kW; Torque 14,3Nm; 400V; Brake;Safety | SERVO MOTION | J5 MOTOR | 4550
573946 | HK-ST2024WBWS | Servomotor; HK-ST Series; Power 2 kW; Torque 9,5 Nm; 400 V; Brake; Safety | SERVO MOTION | J5 MOTOR | 4267
573947 | HK-ST3524WBWS | Servomotor; HK-ST Series; Power 3,5 kW; Torque 16,7Nm; 400V; Brake;Safety | SERVO MOTION | J5 MOTOR | 5013
573948 | HK-ST5024WBWS | Servomotor; HK-ST Series; Power 5 kW; Torque 23,9 Nm; 400 V; Brake;Safety | SERVO MOTION | J5 MOTOR | 6050
573949 | HK-ST7024WBWS | Servomotor; HK-ST Series; Power 7,0 kW; Torque 33,4 Nm, max. 100 Nm; Safety | SERVO MOTION | J5 MOTOR | 7979
582210 | HK-RT103W | Servomotor; HK-RT Series; Power 1 kW; Torque 3,2 Nm, max. 8,0 Nm | SERVO MOTION | J5 MOTOR | 2223
582211 | HK-RT153W | Servomotor; HK-RT Series; Power 1,5 kW; Torque 4,8 Nm, max. 11,9 Nm | SERVO MOTION | J5 MOTOR | 2673
582272 | HK-RT203W | Servomotor; HK-RT Series; Power 2 kW; Torque 6,4 Nm, max. 15,9 Nm | SERVO MOTION | J5 MOTOR | 3138
582273 | HK-RT353W | Servomotor; HK-RT Series; Power 3,5 kW; Torque 11,1 Nm, max. 27,9 Nm | SERVO MOTION | J5 MOTOR | 3885
582274 | HK-RT503W | Servomotor; HK-RT Series; Power 5 kW; Torque 15,9 Nm, max. 47,7 Nm; | SERVO MOTION | J5 MOTOR | 4931
582275 | HK-RT703W | Servomotor; HK-RT Series; Power 7 kW; Torque 22,3 Nm, max. 66,8 Nm; | SERVO MOTION | J5 MOTOR | 6318
582276 | HK-RT103WB | Servomotor; HK-RT Series; Power 1 kW; Torque 3,2 Nm, max. 8,0 Nm; Brake | SERVO MOTION | J5 MOTOR | 3054
582277 | HK-RT153WB | Servomotor; HK-RT Series; Power 1,5 kW; Torque 4,8 Nm, max. 11,9 Nm; Brake | SERVO MOTION | J5 MOTOR | 3495
582278 | HK-RT203WB | Servomotor; HK-RT Series; Power 2 kW; Torque 6,4 Nm, max. 15,9 Nm; Brake | SERVO MOTION | J5 MOTOR | 4033
582279 | HK-RT353WB | Servomotor; HK-RT Series; Power 3,5 kW; Torque 11,1 Nm, max. 27,9 Nm; Brake | SERVO MOTION | J5 MOTOR | 4780
582280 | HK-RT503WB | Servomotor; HK-RT Series; Power 5 kW; Torque 15,9 Nm, max. 47,7 Nm; Brake | SERVO MOTION | J5 MOTOR | 5826
599072 | HK-KT634UW | Servomotor; HK-KT Series; Power 600 W; Torque 1,9 Nm; 400V; Flat type | SERVO MOTION | J5 MOTOR | 1947
599073 | HK-KT1034UW | Servomotor; HK-KT Series; Power 1 kW; Torque 3,2 Nm; 400V; Flat type | SERVO MOTION | J5 MOTOR | 2092
599075 | HK-KT634UWB | Servomotor; HK-KT Series; Power 600W; Torque 1,9Nm; 400V;Flat type;Brake | SERVO MOTION | J5 MOTOR | 2700
599076 | HK-KT1034UWB | Servomotor; HK-KT Series; Power 1kW; Torque 3,2Nm; 400V; Flat type;Brake | SERVO MOTION | J5 MOTOR | 2917
599097 | HK-ST3534W | Servomotor; HK-ST Series; Power 3,5 kW;Torque 8,3 Nm, max. 24,8 Nm; 400V | SERVO MOTION | J5 MOTOR | 3695
599098 | HK-ST5034W | Servomotor; HK-ST Series; Power 5 kW; Torque 15,9 Nm, max. 47,8 Nm; 400V | SERVO MOTION | J5 MOTOR | 4730
599101 | HK-ST3534WB | Servomotor; HK-ST Series; Power 3,5 kW; Torque 8,3 Nm, max. 24,8 Nm; 400V; Brake | SERVO MOTION | J5 MOTOR | 4622
599102 | HK-ST5034WB | Servomotor; HK-ST Series; Power 5 kW; Torque 15,9 Nm, max. 47,8 Nm; 400V; Brake | SERVO MOTION | J5 MOTOR | 5600
599106 | HK-ST5034WK | Servomotor; HK-ST Series; Power 5 kW;Torque 15,9 Nm, max. 47,8 Nm; 400V; Keyway | SERVO MOTION | J5 MOTOR | 4730
599127 | HK-RT1034W | Servomotor; HK-RT Series; Power 1 kW; Torque 3,2 Nm, max. 8,0 Nm; 400V | SERVO MOTION | J5 MOTOR | 2045
599128 | HK-RT1534W | Servomotor; HK-RT Series; Power 1,5 kW; Torque 4,8 Nm, max. 11,9 Nm; 400V | SERVO MOTION | J5 MOTOR | 2459
599129 | HK-RT2034W | Servomotor; HK-RT Series; Power 2 kW; Torque 6,4 Nm, max. 15,9 Nm; 400V | SERVO MOTION | J5 MOTOR | 2887
599130 | HK-RT3534W | Servomotor; HK-RT Series; Power 3,5 kW; Torque 11,1 Nm, max. 27,9 Nm; 400V | SERVO MOTION | J5 MOTOR | 3574
599131 | HK-RT5034W | Servomotor; HK-RT Series; Power 5 kW; Torque 15,9 Nm, max. 47,7 Nm; 400V | SERVO MOTION | J5 MOTOR | 4537
599132 | HK-RT7034W | Servomotor; HK-RT Series; Power 7 kW; Torque 22,3 Nm, max. 66,8 Nm; 400V | SERVO MOTION | J5 MOTOR | 5813
599133 | HK-RT1034WB | Servomotor; HK-RT Series; Power 1 kW; Torque 3,2 Nm, max. 9,5 Nm; 400V; Brake | SERVO MOTION | J5 MOTOR | 2830
599134 | HK-RT1534WB | Servomotor; HK-RT Series; Power 1,5 kW; Torque 4,8 Nm, max. 12,9 Nm; 400V; Brake | SERVO MOTION | J5 MOTOR | 3239
599135 | HK-RT2034WB | Servomotor; HK-RT Series; Power 2 kW; Torque 6,4 Nm, max. 19,1 Nm; 400V; Brake | SERVO MOTION | J5 MOTOR | 3695
599136 | HK-RT3534WB | Servomotor; HK-RT Series; Power 3,5 kW; Torque 11,1 Nm, max. 33,4Nm; 400V; Brake | SERVO MOTION | J5 MOTOR | 4432
599137 | HK-RT5034WB | Servomotor; HK-RT Series; Power 5 kW; Torque 15,9 Nm, max. 47,7 Nm; 400V; Brake | SERVO MOTION | J5 MOTOR | 5405
599138 | HK-RT7034WB | Servomotor; HK-RT Series; Power 7 kW; Torque 22,3 Nm, max. 66,8 Nm; 400V; Brake | SERVO MOTION | J5 MOTOR | 6708
602902 | HK-MT13W | Servomotor; HK-MT Series; Power 100 W; Torque 0,32 Nm, max. 0,95 Nm | SERVO MOTION | J5 MOTOR | 1150
602904 | HK-MT23W | Servomotor; HK-MT Series; Power 200 W; Torque 0,64 Nm, max. 1,9 Nm | SERVO MOTION | J5 MOTOR | 1422
602905 | HK-MT43W | Servomotor; HK-MT Series; Power 400 W; Torque 1,3 Nm, max. 3,8 Nm | SERVO MOTION | J5 MOTOR | 1683
602907 | HK-MT7M3W | Servomotor; HK-MT Series; Power 750 W; Torque 2,4 Nm, max. 7,2 Nm | SERVO MOTION | J5 MOTOR | 2020
602918 | HK-MT13WB | Servomotor; HK-MT Series; Power 100 W; Torque 0,32 Nm, max. 0,95 Nm; Brake | SERVO MOTION | J5 MOTOR | 1763
602920 | HK-MT23WB | Servomotor; HK-MT Series; Power 200 W; Torque 0,64 Nm, max. 1,9 Nm; Brake | SERVO MOTION | J5 MOTOR | 2178
602921 | HK-MT43WB | Servomotor; HK-MT Series; Power 400 W; Torque 1,3 Nm, max. 3,8 Nm; Brake | SERVO MOTION | J5 MOTOR | 2434
602923 | HK-MT7M3WB | Servomotor; HK-MT Series; Power 750 W; Torque 2,4 Nm, max. 7,2 Nm; Brake | SERVO MOTION | J5 MOTOR | 2789
481661 | MR-AEP1CBL5M-A1-H | Motor cable for HK-KT; Load-side; Highflexible; 5 m; IP65 | SERVO MOTION | J5 KABLO | 408
481662 | MR-AEP1CBL10M-A1-H | Motor cable for HK-KT; Load-side; Highflexible; 10 m; IP65 | SERVO MOTION | J5 KABLO | 561
481663 | MR-AEP1CBL2M-A2-H | Motor cable for HK-KT; Opposite Load-side; Highflexible; 2 m; IP65 | SERVO MOTION | J5 KABLO | 286
481664 | MR-AEPB1CBL5M-A1-H | Motor cable for HK-KT; Load-side; Highflexible; 5 m, IP65; Brake wires | SERVO MOTION | J5 KABLO | 577
481936 | MR-AEP2CBL2M-A1-H | Motor cable for HK-KT; Load-side; Highflexible; 2 m; IP65; Dual | SERVO MOTION | J5 KABLO | 286
481937 | MR-AEP2CBL5M-A1-H | Motor cable for HK-KT; Load-side; Highflexible; 5 m; IP65; Dual | SERVO MOTION | J5 KABLO | 408
481938 | MR-AEP2CBL10M-A1-H | Motor cable for HK-KT; Load-side; Highflexible; 10 m; IP65; Dual | SERVO MOTION | J5 KABLO | 561
481939 | MR-AEP2CBL2M-A1-L | Motor cable for HK-KT; Load-side; Standard; 2 m; IP65; Dual | SERVO MOTION | J5 KABLO | 144
481940 | MR-AEP2CBL5M-A1-L | Motor cable for HK-KT; Load-side; Standard; 5 m; IP65; Dual | SERVO MOTION | J5 KABLO | 171
481941 | MR-AEP2CBL10M-A1-L | Motor cable for HK-KT; Load-side; Standard; 10 m; IP65; Dual | SERVO MOTION | J5 KABLO | 259
481982 | MR-AEP2CBL2M-A2-H | Motor cable for HK-KT; Opposite Load-side; Highflexible; 2 m; IP65; Dual | SERVO MOTION | J5 KABLO | 286
481983 | MR-AEP2CBL5M-A2-H | Motor cable for HK-KT; Opposite Load-side; Highflexible; 5 m; IP65; Dual | SERVO MOTION | J5 KABLO | 408
481984 | MR-AEP2CBL10M-A2-H | Motor cable for HK-KT; Opposite Load-side; Highflexible; 10 m; IP65; Dual | SERVO MOTION | J5 KABLO | 677
481985 | MR-AEP2CBL2M-A2-L | Motor cable for HK-KT; Opposite Load-side; Standard; 2 m; IP65; Dual | SERVO MOTION | J5 KABLO | 144
481986 | MR-AEP2CBL5M-A2-L | Motor cable for HK-KT; Opposite Load-side; Standard; 5 m; IP65; Dual | SERVO MOTION | J5 KABLO | 171
481987 | MR-AEP2CBL10M-A2-L | Motor cable for HK-KT; Opposite Load-side; Standard; 10 m; IP65; Dual | SERVO MOTION | J5 KABLO | 259
481988 | MR-AEPB2CBL2M-A1-H | Motor cable for HK-KT; Load-side; Highflexible; 2 m, IP65; Brake wires;Dual | SERVO MOTION | J5 KABLO | 403
481989 | MR-AEPB2CBL5M-A1-H | Motor cable for HK-KT; Load-side; Highflexible; 5 m, IP65; Brake wires;Dual | SERVO MOTION | J5 KABLO | 577
481990 | MR-AEPB2CBL10M-A1-H | Motor cable for HK-KT; Load-side; Highflexible; 10 m, IP65; Brake wires;Dual | SERVO MOTION | J5 KABLO | 962
481991 | MR-AEPB2CBL2M-A1-L | Motor cable for HK-KT; Load-side; Standard; 2 m, IP65; Brake wires;Dual | SERVO MOTION | J5 KABLO | 201
481992 | MR-AEPB2CBL5M-A1-L | Motor cable for HK-KT; Load-side; Standard; 5 m, IP65; Brake wires;Dual | SERVO MOTION | J5 KABLO | 242
481993 | MR-AEPB2CBL10M-A1-L | Motor cable for HK-KT; Load-side; Standard; 10 m, IP65; Brake wires;Dual | SERVO MOTION | J5 KABLO | 365
481994 | MR-AEPB2CBL2M-A2-H | Motor cable for HK-KT; Opposite Load-side; Highflexible; 2 m; Brake wires; Dual | SERVO MOTION | J5 KABLO | 403
481995 | MR-AEPB2CBL5M-A2-H | Motor cable for HK-KT; Opposite Load-side; Highflexible; 5 m; Brake wires; Dual | SERVO MOTION | J5 KABLO | 577
481996 | MR-AEPB2CBL10M-A2-H | Motor cable for HK-KT; Opposite Load-side; Highflexible; 10m; Brake wires; Dual | SERVO MOTION | J5 KABLO | 962
481997 | MR-AEPB2CBL2M-A2-L | Motor cable for HK-KT; Opposite Load-side; Standard; 2 m; Brake wires; Dual | SERVO MOTION | J5 KABLO | 201
481998 | MR-AEPB2CBL5M-A2-L | Motor cable for HK-KT; Opposite Load-side; Standard; 5 m; Brake wires; Dual | SERVO MOTION | J5 KABLO | 242
481999 | MR-AEPB2CBL10M-A2-L | Motor cable for HK-KT; Opposite Load-side; Standard; 10m; Brake wires; Dual | SERVO MOTION | J5 KABLO | 365
482000 | MR-AEP1CBL2M-A1-H | Motor cable for HK-KT; Load-side; Highflexible; 2 m; IP65 | SERVO MOTION | J5 KABLO | 286
482001 | MR-AEP1CBL2M-A1-L | Motor cable for HK-KT; Load-side; Standard; 2 m; IP65 | SERVO MOTION | J5 KABLO | 144
482012 | MR-AEP1CBL5M-A1-L | Motor cable for HK-KT; Load-side; Standard; 5 m; IP65 | SERVO MOTION | J5 KABLO | 171
482013 | MR-AEP1CBL10M-A1-L | Motor cable for HK-KT; Load-side; Standard; 10 m; IP65 | SERVO MOTION | J5 KABLO | 259
482014 | MR-AEP1CBL5M-A2-H | Motor cable for HK-KT; Opposite Load-side; Highflexible; 5 m; IP65 | SERVO MOTION | J5 KABLO | 408
482015 | MR-AEP1CBL10M-A2-H | Motor cable for HK-KT; Opposite Load-side; Highflexible; 10 m; IP65 | SERVO MOTION | J5 KABLO | 677
482016 | MR-AEP1CBL2M-A2-L | Motor cable for HK-KT; Opposite Load-side; Standard; 2 m; IP65 | SERVO MOTION | J5 KABLO | 144
482017 | MR-AEP1CBL5M-A2-L | Motor cable for HK-KT; Opposite Load-side; Standard; 5 m; IP65 | SERVO MOTION | J5 KABLO | 171
482018 | MR-AEP1CBL10M-A2-L | Motor cable for HK-KT; Opposite Load-side; Standard; 10 m; IP65 | SERVO MOTION | J5 KABLO | 259
482019 | MR-AEPB1CBL2M-A1-H | Motor cable for HK-KT; Load-side; Highflexible; 2 m, IP65; Brake wires | SERVO MOTION | J5 KABLO | 403
482020 | MR-AEPB1CBL10M-A1-H | Motor cable for HK-KT; Load-side; Highflexible; 10 m, IP65; Brake wires | SERVO MOTION | J5 KABLO | 962
482021 | MR-AEPB1CBL2M-A1-L | Motor cable for HK-KT; Load-side; Standard; 2 m, IP65; Brake wires | SERVO MOTION | J5 KABLO | 201
482022 | MR-AEPB1CBL5M-A1-L | Motor cable for HK-KT; Load-side; Standard; 5 m, IP65; Brake wires | SERVO MOTION | J5 KABLO | 242
482023 | MR-AEPB1CBL10M-A1-L | Motor cable for HK-KT; Load-side; Standard; 10 m, IP65; Brake wires | SERVO MOTION | J5 KABLO | 365
482024 | MR-AEPB1CBL2M-A2-H | Motor cable for HK-KT; Opposite Load-side; Highflexible; 2 m, IP65; Brake wires | SERVO MOTION | J5 KABLO | 403
482025 | MR-AEPB1CBL5M-A2-H | Motor cable for HK-KT; Opposite Load-side; Highflexible; 5 m, IP65; Brake wires | SERVO MOTION | J5 KABLO | 577
482026 | MR-AEPB1CBL10M-A2-H | Motor cable for HK-KT; Opposite Load-side; Highflexible; 10 m, IP65; Brake wires | SERVO MOTION | J5 KABLO | 962
482027 | MR-AEPB1CBL2M-A2-L | Motor cable for HK-KT; Opposite Load-side; Standard; 2 m, IP65; Brake wires | SERVO MOTION | J5 KABLO | 201
482028 | MR-AEPB1CBL5M-A2-L | Motor cable for HK-KT; Opposite Load-side; Standard; 5 m, IP65; Brake wires | SERVO MOTION | J5 KABLO | 242
482029 | MR-AEPB1CBL10M-A2-L | Motor cable for HK-KT; Opposite Load-side; Standard; 10 m, IP65; Brake wires | SERVO MOTION | J5 KABLO | 365
482052 | MR-AEP2J10CBL03M-A1-L | Motor cable for HK-KT; Load-side; Standard; 0,3 m; IP20; Dual | SERVO MOTION | J5 KABLO | 64
482053 | MR-AEP2J10CBL03M-A2-L | Motor cable for HK-KT; Opposite Load-side; Standard; 0,3 m; IP20; Dual | SERVO MOTION | J5 KABLO | 64
482054 | MR-AEPB2J10CBL03M-A1-L | Motor cable for HK-KT; Load-side; Standard; 0,3 m, IP20; Brake wires; Dual | SERVO MOTION | J5 KABLO | 94.3
482055 | MR-AEPB2J10CBL03M-A2-L | Motor cable for HK-KT; Opposite Load-side; Standard; 0,3 m, IP20; Brake; Dual | SERVO MOTION | J5 KABLO | 94.3
482062 | MR-AENSCBL20M-H | Encoder cable for HK-KT/ST; Highflexible; 20 m; IP67 | SERVO MOTION | J5 KABLO | 453
482063 | MR-AENSCBL30M-H | Encoder cable for HK-KT/ST; Highflexible; 30 m; IP67 | SERVO MOTION | J5 KABLO | 600
482064 | MR-AENSCBL40M-H | Encoder cable for HK-KT/ST; Highflexible; 40 m; IP67 | SERVO MOTION | J5 KABLO | 941
482065 | MR-AENSCBL50M-H | Encoder cable for HK-KT/ST; Highflexible; 50 m; IP67 | SERVO MOTION | J5 KABLO | 1347
482066 | MR-AENSCBL20M-L | Encoder cable for HK-KT/ST; Standard; 20 m; IP67 | SERVO MOTION | J5 KABLO | 389
482067 | MR-AENSCBL30M-L | Encoder cable for HK-KT/ST; Standard; 30 m; IP67 | SERVO MOTION | J5 KABLO | 558
482075 | MR-AEP2J20CBL03M-A1-L | Motor cable for HK-KT; Load-side; Standard; 0,3 m; IP65; Dual | SERVO MOTION | J5 KABLO | 112
482076 | MR-AEP2J20CBL03M-A2-L | Motor cable for HK-KT; Opposite Load-side; Standard; 0,3 m; IP65; Dual | SERVO MOTION | J5 KABLO | 112
482077 | MR-AEPB2J20CBL03M-A1-L | Motor cable for HK-KT; Load-side; Standard; 0,3 m, IP65; Brake wires; Dual | SERVO MOTION | J5 KABLO | 142
482078 | MR-AEPB2J20CBL03M-A2-L | Motor cable for HK-KT; Opposite Load-side; Standard; 0,3 m; IP65; Brake; Dual | SERVO MOTION | J5 KABLO | 142
587683 | MR-AEP1CBL2M-A5-L | Motor cable for HK-KT; Vertical drawer; Standard; 2 m; IP65 | SERVO MOTION | J5 KABLO | 218
482068 | MR-APWCNS4 | Power connector set for HK-ST52(4)W,102(4)W,172(4)W,202(4)AW,302(4)W; IP67 | SERVO MOTION | J5 AKSESUAR | 136
482069 | MR-APWCNS5 | Power connector set for HK-ST202(4)W, 352(4)W,5024W; IP67 | SERVO MOTION | J5 AKSESUAR | 136
599053 | MR-ADCN3 | I/O monitor connector | SERVO MOTION | J5 AKSESUAR | 62.9
599054 | MR-ACDL02M | Protection coordination cable between MR-CV and MR-J5D; 0,2 m | SERVO MOTION | J5 AKSESUAR | 221
599055 | MR-ACDL05M | Protection coordination cable between MR-CV and MR-J5D; 0,5 m | SERVO MOTION | J5 AKSESUAR | 253
599056 | MR-ADDL02M | Protection coordination cable or MR-J5Ds; 0,2 m | SERVO MOTION | J5 AKSESUAR | 169
599065 | MR-ADCACN090 | Mounting attachment for MR-CV11K4/MR-CV18K4 | SERVO MOTION | J5 AKSESUAR | 210
599066 | MR-ADCACN150 | Mounting attachment for MR-CV30K4/MR-CV37K4/MR-CV45K4 | SERVO MOTION | J5 AKSESUAR | 241
599068 | MR-ADACN060 | Mounting attachment for MR-J5D1/MR-J5D3 and MR-J5D2-100G4/200G4/350G4 | SERVO MOTION | J5 AKSESUAR | 80.4
599069 | MR-ADACN075 | Mounting attachment for MR-J5D2-500G4 and MR-J5D-700G4 | SERVO MOTION | J5 AKSESUAR | 96.5
737548 | MR-APWCNS3 | Power connector set for HK-JT701M(4)J, 11K1M(4)J, 15K1M(4)J; IP67 | SERVO MOTION | J5 AKSESUAR | 248
599059 | MR-DCBAR024-B05 | Adjustment bar for the terminal J5D when the number of J5D is even. | SERVO MOTION | J5 AKSESUAR | 87.9
599061 | MR-DCBAR112-B02 | DC bus bar to connect MR-CV30K4/37K4/45K4 with MR-J5D2-500G4/700G4 | SERVO MOTION | J5 AKSESUAR | 118
599062 | MR-DCBAR097-B02 | DC bus bar to connect MR-CV30/37/45-K4 with MR-J5D1/D3,MR-J5D2-100G4/200G4/350G4 | SERVO MOTION | J5 AKSESUAR | 101
599063 | MR-DCBAR092-B02 | DC bus bar to connect MR-CV18K4/11K4 with MR-J5D2-500G4/700G4 | SERVO MOTION | J5 AKSESUAR | 92
599064 | MR-DCBAR077-B02 | DC bus bar to connect MR-CV18K4/11K4 with MR-J5D1/D3,MR-J5D2-100G4/200G4/350G4 | SERVO MOTION | J5 AKSESUAR | 92.3
317899 | MR-CV11K4 | Digital AC Servo Amplifier; MR-CV Converter Unit, 11kW; 400V | SERVO MOTION | J5 AKSESUAR | 3431
317900 | MR-CV18K4 | Digital AC Servo Amplifier; MR-CV Converter Unit, 18kW; 400V | SERVO MOTION | J5 AKSESUAR | 3478
317901 | MR-CV30K4 | Digital AC Servo Amplifier; MR-CV Converter Unit, 30kW; 400V | SERVO MOTION | J5 AKSESUAR | 4762
317902 | MR-CV37K4 | Digital AC Servo Amplifier; MR-CV Converter Unit, 37kW; 400V | SERVO MOTION | J5 AKSESUAR | 4882
317903 | MR-CV45K4 | Digital AC Servo Amplifier; MR-CV Converter Unit, 45kW; 400V | SERVO MOTION | J5 AKSESUAR | 5243
317904 | MR-CV55K4 | Digital AC Servo Amplifier; MR-CV Converter Unit, 55kW; 400V | SERVO MOTION | J5 AKSESUAR | 10474
599070 | MR-J5DCASE01 | Side protection cover for MR-J5D | SERVO MOTION | J5 AKSESUAR | 14
275040 | HG-UR72K | Servomotor HG Series, Power 700 W; Torque 3.6 Nm, Max. Torque 10.7 Nm, Keyway | SERVO MOTION | J4 MOTOR | 2020
269271 | MR-J4-100A4-RJ | Digital AC-Servo Amplifier; MR-J4-A; Rated output 1 kW; 400V; RJ type | SERVO MOTION | J4 SÜRÜCÜ | 1695
269272 | MR-J4-200A4-RJ | Digital AC-Servo Amplifier; MR-J4-A; Rated output 2 kW; 400V; RJ type | SERVO MOTION | J4 SÜRÜCÜ | 1945
269273 | MR-J4-350A4-RJ | Digital AC-Servo Amplifier; MR-J4-A; Rated output 3.5 kW; 400V; RJ type | SERVO MOTION | J4 SÜRÜCÜ | 2130
269274 | MR-J4-500A4-RJ | Digital AC-Servo Amplifier; MR-J4-A; Rated output 5 kW; 400V; RJ type | SERVO MOTION | J4 SÜRÜCÜ | 3159
297408 | MR-J4-200B4-KS | Digital AC-Servo Amplifier; MR-J4-B; Rated output 2kW;RJ type;Double coated;400V | SERVO MOTION | J4 SÜRÜCÜ | 3231
248645 | MR-J4W2-22B | Digital AC-Servo Amplifier; MR-J4W-B; Rated output 2 * 200 W | SERVO MOTION | J4 SÜRÜCÜ | 2830
248647 | MR-J4W2-77B | Digital AC-Servo Amplifier; MR-J4W-B; Rated output 2 * 750 W | SERVO MOTION | J4 SÜRÜCÜ | 3401
248648 | MR-J4W2-1010B | Digital AC-Servo Amplifier; MR-J4W-B; Rated output 2 * 1000 W | SERVO MOTION | J4 SÜRÜCÜ | 4823
248649 | MR-J4W3-222B | Digital AC-Servo Amplifier; MR-J4W-B; Rated output 3 * 200 W | SERVO MOTION | J4 SÜRÜCÜ | 3807
248650 | MR-J4W3-444B | Digital AC-Servo Amplifier; MR-J4W-B; Rated output 3 * 400 W | SERVO MOTION | J4 SÜRÜCÜ | 3975
297411 | MR-J4-700B4-KS | Digital AC-Servo Amplifier; MR-J4-B; Rated output 7kW;RJ type;Double coated;400V | SERVO MOTION | J4 SÜRÜCÜ | 5503
268775 | MR-J4-10B-RJ020 | Digital AC-Servo Amplifier; MR-J4-B; Rated output 100 W; MR-J2S comp. | SERVO MOTION | J4 SÜRÜCÜ | 1557
268776 | MR-J4-20B-RJ020 | Digital AC-Servo Amplifier; MR-J4-B; Rated output 200 W; MR-J2S comp. | SERVO MOTION | J4 SÜRÜCÜ | 1678
268777 | MR-J4-40B-RJ020 | Digital AC-Servo Amplifier; MR-J4-B; Rated output 400 W; MR-J2S comp. | SERVO MOTION | J4 SÜRÜCÜ | 1720
268778 | MR-J4-60B-RJ020 | Digital AC-Servo Amplifier; MR-J4-B; Rated output 600 W; MR-J2S comp. | SERVO MOTION | J4 SÜRÜCÜ | 1799
268779 | MR-J4-70B-RJ020 | Digital AC-Servo Amplifier; MR-J4-B; Rated output 700 W; MR-J2S comp. | SERVO MOTION | J4 SÜRÜCÜ | 1882
268780 | MR-J4-100B-RJ020 | Digital AC-Servo Amplifier; MR-J4-B; Rated output 1 kW; MR-J2S comp. | SERVO MOTION | J4 SÜRÜCÜ | 2746
268781 | MR-J4-200B-RJ020 | Digital AC-Servo Amplifier; MR-J4-B; Rated output 2 kW; MR-J2S comp. | SERVO MOTION | J4 SÜRÜCÜ | 3047
268782 | MR-J4-350B-RJ020 | Digital AC-Servo Amplifier; MR-J4-B; Rated output 3.5 kW; MR-J2S comp. | SERVO MOTION | J4 SÜRÜCÜ | 3269
268783 | MR-J4-500B-RJ020 | Digital AC-Servo Amplifier; MR-J4-B; Rated output 5 kW; MR-J2S comp. | SERVO MOTION | J4 SÜRÜCÜ | 4406
268784 | MR-J4-700B-RJ020 | Digital AC-Servo Amplifier; MR-J4-B; Rated output 7 kW; MR-J2S comp. | SERVO MOTION | J4 SÜRÜCÜ | 5287
268785 | MR-J4-60B4-RJ020 | Digital AC-Servo Amplifier; MR-J4-B; Rated output 600 W; 400V; MR-J2S comp. | SERVO MOTION | J4 SÜRÜCÜ | 1855
268786 | MR-J4-100B4-RJ020 | Digital AC-Servo Amplifier; MR-J4-B; Rated output 1 kW; 400V; MR-J2S comp. | SERVO MOTION | J4 SÜRÜCÜ | 2830
268788 | MR-J4-350B4-RJ020 | Digital AC-Servo Amplifier; MR-J4-B; Rated output 3.5 kW; 400V; MR-J2S comp. | SERVO MOTION | J4 SÜRÜCÜ | 3370
268789 | MR-J4-500B4-RJ020 | Digital AC-Servo Amplifier; MR-J4-B; Rated output 5 kW; 400V; MR-J2S comp. | SERVO MOTION | J4 SÜRÜCÜ | 4542
268790 | MR-J4-700B4-RJ020 | Digital AC-Servo Amplifier; MR-J4-B; Rated output 7 kW; 400V; MR-J2S comp. | SERVO MOTION | J4 SÜRÜCÜ | 5343
269247 | MR-J4-10A-RJ | Digital AC-Servo Amplifier; MR-J4-A; Rated output 100 W; RJ type | SERVO MOTION | J4 SÜRÜCÜ | 1557
269248 | MR-J4-20A-RJ | Digital AC-Servo Amplifier; MR-J4-A; Rated output 200 W; RJ type | SERVO MOTION | J4 SÜRÜCÜ | 1678
269249 | MR-J4-40A-RJ | Digital AC-Servo Amplifier; MR-J4-A; Rated output 400 W; RJ type | SERVO MOTION | J4 SÜRÜCÜ | 1720
269250 | MR-J4-60A-RJ | Digital AC-Servo Amplifier; MR-J4-A; Rated output 600 W; RJ type | SERVO MOTION | J4 SÜRÜCÜ | 1799
269251 | MR-J4-70A-RJ | Digital AC-Servo Amplifier; MR-J4-A; Rated output 700 W; RJ type | SERVO MOTION | J4 SÜRÜCÜ | 1882
269252 | MR-J4-100A-RJ | Digital AC-Servo Amplifier; MR-J4-A; Rated output 1 kW; RJ type | SERVO MOTION | J4 SÜRÜCÜ | 2746
269253 | MR-J4-200A-RJ | Digital AC-Servo Amplifier; MR-J4-A; Rated output 2 kW; RJ type | SERVO MOTION | J4 SÜRÜCÜ | 3047
269254 | MR-J4-350A-RJ | Digital AC-Servo Amplifier; MR-J4-A; Rated output 3.5 kW; RJ type | SERVO MOTION | J4 SÜRÜCÜ | 3269
269265 | MR-J4-500A-RJ | Digital AC-Servo Amplifier; MR-J4-A; Rated output 5 kW; RJ type | SERVO MOTION | J4 SÜRÜCÜ | 4406
269266 | MR-J4-700A-RJ | Digital AC-Servo Amplifier; MR-J4-A; Rated output 7 kW; RJ type | SERVO MOTION | J4 SÜRÜCÜ | 5287
269267 | MR-J4-11KA-RJ | Digital AC-Servo Amplifier; MR-J4-A; Rated output 11 kW; RJ type | SERVO MOTION | J4 SÜRÜCÜ | 10029
269269 | MR-J4-22KA-RJ | Digital AC-Servo Amplifier; MR-J4-A; Rated output 22 kW; RJ type | SERVO MOTION | J4 SÜRÜCÜ | 11261
269270 | MR-J4-60A4-RJ | Digital AC-Servo Amplifier; MR-J4-A; Rated output 600 W; 400V; RJ type | SERVO MOTION | J4 SÜRÜCÜ | 1855
269275 | MR-J4-700A4-RJ | Digital AC-Servo Amplifier; MR-J4-A; Rated output 7 kW; 400V; RJ type | SERVO MOTION | J4 SÜRÜCÜ | 5450
269276 | MR-J4-11KA4-RJ | Digital AC-Servo Amplifier; MR-J4-A; Rated output 11 kW; 400V; RJ type | SERVO MOTION | J4 SÜRÜCÜ | 10029
269277 | MR-J4-15KA4-RJ | Digital AC-Servo Amplifier; MR-J4-A; Rated output 15 kW; 400V; RJ type | SERVO MOTION | J4 SÜRÜCÜ | 10496
269278 | MR-J4-22KA4-RJ | Digital AC-Servo Amplifier; MR-J4-A; Rated output 22 kW; 400V; RJ type | SERVO MOTION | J4 SÜRÜCÜ | 11261
269279 | MR-J4-10B-RJ | Digital AC-Servo Amplifier; MR-J4-B; Rated output 100 W; RJ type | SERVO MOTION | J4 SÜRÜCÜ | 1557
269280 | MR-J4-20B-RJ | Digital AC-Servo Amplifier; MR-J4-B; Rated output 200 W; RJ type | SERVO MOTION | J4 SÜRÜCÜ | 1678
269281 | MR-J4-40B-RJ | Digital AC-Servo Amplifier; MR-J4-B; Rated output 400 W; RJ type | SERVO MOTION | J4 SÜRÜCÜ | 1720
269282 | MR-J4-60B-RJ | Digital AC-Servo Amplifier; MR-J4-B; Rated output 600 W; RJ type | SERVO MOTION | J4 SÜRÜCÜ | 1799
269283 | MR-J4-70B-RJ | Digital AC-Servo Amplifier; MR-J4-B; Rated output 700 W; RJ type | SERVO MOTION | J4 SÜRÜCÜ | 1882
269284 | MR-J4-100B-RJ | Digital AC-Servo Amplifier; MR-J4-B; Rated output 1 kW; RJ type | SERVO MOTION | J4 SÜRÜCÜ | 2746
269285 | MR-J4-200B-RJ | Digital AC-Servo Amplifier; MR-J4-B; Rated output 2 kW; RJ type | SERVO MOTION | J4 SÜRÜCÜ | 3047
269286 | MR-J4-350B-RJ | Digital AC-Servo Amplifier; MR-J4-B; Rated output 3.5 kW; RJ type | SERVO MOTION | J4 SÜRÜCÜ | 3269
269287 | MR-J4-500B-RJ | Digital AC-Servo Amplifier; MR-J4-B; Rated output 5 kW; RJ type | SERVO MOTION | J4 SÜRÜCÜ | 4406
269288 | MR-J4-700B-RJ | Digital AC-Servo Amplifier; MR-J4-B; Rated output 7 kW; RJ type | SERVO MOTION | J4 SÜRÜCÜ | 5287
269289 | MR-J4-11KB-RJ | Digital AC-Servo Amplifier; MR-J4-B; Rated output 11 kW; RJ type | SERVO MOTION | J4 SÜRÜCÜ | 10029
269290 | MR-J4-15KB-RJ | Digital AC-Servo Amplifier; MR-J4-B; Rated output 15 kW; RJ type | SERVO MOTION | J4 SÜRÜCÜ | 10496
269291 | MR-J4-22KB-RJ | Digital AC-Servo Amplifier; MR-J4-B; Rated output 22 kW; RJ type | SERVO MOTION | J4 SÜRÜCÜ | 11261
269292 | MR-J4-60B4-RJ | Digital AC-Servo Amplifier; MR-J4-B; Rated output 600 W; 400V; RJ type | SERVO MOTION | J4 SÜRÜCÜ | 1855
269293 | MR-J4-100B4-RJ | Digital AC-Servo Amplifier; MR-J4-B; Rated output 1 kW; 400V; RJ type | SERVO MOTION | J4 SÜRÜCÜ | 2830
269294 | MR-J4-200B4-RJ | Digital AC-Servo Amplifier; MR-J4-B; Rated output 2 kW; 400V; RJ type | SERVO MOTION | J4 SÜRÜCÜ | 3141
269295 | MR-J4-350B4-RJ | Digital AC-Servo Amplifier; MR-J4-B; Rated output 3.5 kW; 400V; RJ type | SERVO MOTION | J4 SÜRÜCÜ | 3370
269296 | MR-J4-500B4-RJ | Digital AC-Servo Amplifier; MR-J4-B; Rated output 5 kW; 400V; RJ type | SERVO MOTION | J4 SÜRÜCÜ | 4542
269297 | MR-J4-700B4-RJ | Digital AC-Servo Amplifier; MR-J4-B; Rated output 7 kW; 400V; RJ type | SERVO MOTION | J4 SÜRÜCÜ | 5450
269298 | MR-J4-11KB4-RJ | Digital AC-Servo Amplifier; MR-J4-B; Rated output 11 kW; 400V; RJ type | SERVO MOTION | J4 SÜRÜCÜ | 10029
269299 | MR-J4-15KB4-RJ | Digital AC-Servo Amplifier; MR-J4-B; Rated output 15 kW; 400V; RJ type | SERVO MOTION | J4 SÜRÜCÜ | 10707
269300 | MR-J4-22KB4-RJ | Digital AC-Servo Amplifier; MR-J4-B; Rated output 22 kW; 400V; RJ type | SERVO MOTION | J4 SÜRÜCÜ | 11488
273173 | MR-J4-11KB-RJ020 | Digital AC-Servo Amplifier; MR-J4-B; Rated output 11 kW; MR-J2S comp. | SERVO MOTION | J4 SÜRÜCÜ | 8739
273174 | MR-J4-15KB-RJ020 | Digital AC-Servo Amplifier; MR-J4-B; Rated output 15 kW; MR-J2S comp. | SERVO MOTION | J4 SÜRÜCÜ | 9506
273175 | MR-J4-22KB-RJ020 | Digital AC-Servo Amplifier; MR-J4-B; Rated output 22 kW; MR-J2S comp. | SERVO MOTION | J4 SÜRÜCÜ | 10196
273176 | MR-J4-11KB4-RJ020 | Digital AC-Servo Amplifier; MR-J4-B; Rated output 11 kW; 400V; MR-J2S comp. | SERVO MOTION | J4 SÜRÜCÜ | 9320
273177 | MR-J4-15KB4-RJ020 | Digital AC-Servo Amplifier; MR-J4-B; Rated output 15 kW; 400V; MR-J2S comp. | SERVO MOTION | J4 SÜRÜCÜ | 9937
273178 | MR-J4-22KB4-RJ020 | Digital AC-Servo Amplifier; MR-J4-B; Rated output 22 kW; 400V; MR-J2S comp. | SERVO MOTION | J4 SÜRÜCÜ | 10658
277267 | MR-J4-10B-KS020 | Digital AC-Servo Amplifier; MR-J4-B; Rated output 100 W; MR-J2S, Double coated | SERVO MOTION | J4 SÜRÜCÜ | 2093
277268 | MR-J4-20B-KS020 | Digital AC-Servo Amplifier; MR-J4-B; Rated output 200 W; MR-J2S, Double coated | SERVO MOTION | J4 SÜRÜCÜ | 2215
277269 | MR-J4-40B-KS020 | Digital AC-Servo Amplifier; MR-J4-B; Rated output 400 W; MR-J2S, Double coated | SERVO MOTION | J4 SÜRÜCÜ | 2256
277270 | MR-J4-60B-KS020 | Digital AC-Servo Amplifier; MR-J4-B; Rated output 600 W; MR-J2S, Double coated | SERVO MOTION | J4 SÜRÜCÜ | 2336
277271 | MR-J4-70B-KS020 | Digital AC-Servo Amplifier; MR-J4-B; Rated output 700 W; MR-J2S, Double coated | SERVO MOTION | J4 SÜRÜCÜ | 2419
277272 | MR-J4-100B-KS020 | Digital AC-Servo Amplifier; MR-J4-B; Rated output 1 kW; MR-J2S, Double coated | SERVO MOTION | J4 SÜRÜCÜ | 3282
277273 | MR-J4-200B-KS020 | Digital AC-Servo Amplifier; MR-J4-B; Rated output 2 kW; MR-J2S, Double coated | SERVO MOTION | J4 SÜRÜCÜ | 3584
277274 | MR-J4-350B-KS020 | Digital AC-Servo Amplifier; MR-J4-B; Rated output 3.5 kW; MR-J2S, Double coate | SERVO MOTION | J4 SÜRÜCÜ | 3805
277275 | MR-J4-500B-KS020 | Digital AC-Servo Amplifier; MR-J4-B; Rated output 5 kW; MR-J2S, Double coated | SERVO MOTION | J4 SÜRÜCÜ | 4942
277276 | MR-J4-700B-KS020 | Digital AC-Servo Amplifier; MR-J4-B; Rated output 7 kW; MR-J2S, Double coated | SERVO MOTION | J4 SÜRÜCÜ | 5823
281992 | MR-J4-DU30KA-RJ | Digital AC Servo Amplifier; MR-J4-A; Rated output 30kW; RJ type | SERVO MOTION | J4 SÜRÜCÜ | 16533
281993 | MR-J4-DU37KA-RJ | Digital AC Servo Amplifier; MR-J4-A; Rated output 37kW; RJ type | SERVO MOTION | J4 SÜRÜCÜ | 20391
281994 | MR-J4-DU30KA4-RJ | Digital AC Servo Amplifier; MR-J4-A; Rated output 30kW; 400V, RJ type | SERVO MOTION | J4 SÜRÜCÜ | 12125
282025 | MR-J4-DU37KA4-RJ | Digital AC Servo Amplifier; MR-J4-A; Rated output 37kW; 400V, RJ type | SERVO MOTION | J4 SÜRÜCÜ | 17636
282026 | MR-J4-DU45KA4-RJ | Digital AC Servo Amplifier; MR-J4-A; Rated output 45kW; 400V, RJ type | SERVO MOTION | J4 SÜRÜCÜ | 23147
282027 | MR-J4-DU55KA4-RJ | Digital AC Servo Amplifier; MR-J4-A; Rated output 55kW; 400V, RJ type | SERVO MOTION | J4 SÜRÜCÜ | 28658
282028 | MR-J4-DU30KB-RJ | Digital AC Servo Amplifier; MR-J4-B; Rated output 30kW; RJ type | SERVO MOTION | J4 SÜRÜCÜ | 16533
282029 | MR-J4-DU37KB-RJ | Digital AC Servo Amplifier; MR-J4-B; Rated output 37kW; RJ type | SERVO MOTION | J4 SÜRÜCÜ | 20391
282030 | MR-J4-DU30KB4-RJ | Digital AC Servo Amplifier; MR-J4-B; Rated output 30kW; 400V, RJ type | SERVO MOTION | J4 SÜRÜCÜ | 12125
282031 | MR-J4-DU37KB4-RJ | Digital AC Servo Amplifier; MR-J4-B; Rated output 37kW; 400V, RJ type | SERVO MOTION | J4 SÜRÜCÜ | 17991
282032 | MR-J4-DU45KB4-RJ | Digital AC Servo Amplifier; MR-J4-B; Rated output 45kW; 400V, RJ type | SERVO MOTION | J4 SÜRÜCÜ | 23147
282033 | MR-J4-DU55KB4-RJ | Digital AC Servo Amplifier; MR-J4-B; Rated output 55kW; 400V, RJ type | SERVO MOTION | J4 SÜRÜCÜ | 28658
284124 | MR-J4-10B-KS | Digital AC-Servo Amplifier MR-J4-B, for Motor Power 100 W, RJ type,double coated | SERVO MOTION | J4 SÜRÜCÜ | 1732
284235 | MR-J4-20B-KS | Digital AC-Servo Amplifier; MR-J4-B; Rated output 200 W; RJ type,Double coated | SERVO MOTION | J4 SÜRÜCÜ | 1874
284236 | MR-J4-40B-KS | Digital AC-Servo Amplifier; MR-J4-B; Rated output 400 W; RJ type,Double coated | SERVO MOTION | J4 SÜRÜCÜ | 1949
284237 | MR-J4-60B-KS | Digital AC-Servo Amplifier; MR-J4-B; Rated output 600 W; RJ type,Double coated | SERVO MOTION | J4 SÜRÜCÜ | 1991
284238 | MR-J4-70B-KS | Digital AC-Servo Amplifier; MR-J4-B; Rated output 700 W; RJ type,Double coated | SERVO MOTION | J4 SÜRÜCÜ | 2071
284239 | MR-J4-100B-KS | Digital AC-Servo Amplifier; MR-J4-B; Rated output 1 kW; RJ type,Double coated | SERVO MOTION | J4 SÜRÜCÜ | 2866
284240 | MR-J4-200B-KS | Digital AC-Servo Amplifier; MR-J4-B; Rated output 2 kW; RJ type,Double coated | SERVO MOTION | J4 SÜRÜCÜ | 3225
284241 | MR-J4-350B-KS | Digital AC-Servo Amplifier; MR-J4-B; Rated output 3.5 kW;RJ type,Double coated | SERVO MOTION | J4 SÜRÜCÜ | 3447
284242 | MR-J4-500B-KS | Digital AC-Servo Amplifier; MR-J4-B; Rated output 5 kW; RJ type,Double coated | SERVO MOTION | J4 SÜRÜCÜ | 4503
284244 | MR-J4-11KB-KS | Digital AC-Servo Amplifier; MR-J4-B; Rated output 11 kW; RJ type,Double coated | SERVO MOTION | J4 SÜRÜCÜ | 10038
284245 | MR-J4-15KB-KS | Digital AC-Servo Amplifier MR-J4-B, for Motor Power 15 kW, RJ type,double coated | SERVO MOTION | J4 SÜRÜCÜ | 10190
285957 | MR-J4-70B-LL | Digital AC-Servo Amplifier; MR-J4-B; Rated output 700W; Pressure Contr. | SERVO MOTION | J4 SÜRÜCÜ | 1883
286087 | MR-J4-03A6-RJ | Digital AC-Servo Amplifier; MR-J4-A; Rated output 30 W; 24/48V DC | SERVO MOTION | J4 SÜRÜCÜ | 1256
286088 | MR-J4W2-0303B6 | Digital AC-Servo Amplifier; MR-J4W-B; Rated output 30 W; 2 Axes, 24/48V DC | SERVO MOTION | J4 SÜRÜCÜ | 1360
295442 | MR-J4-350GF-RJ | Digital AC-Servo Amplifier; MR-J4-GF; Rated output 3.5 kW; CC-Link IE | SERVO MOTION | J4 SÜRÜCÜ | 3204
290156 | MR-J4-10TM-ECT | Digital AC-Servo Amplifier; MR-J4-TM; Rated output 100 W; EtherCAT | SERVO MOTION | J4 SÜRÜCÜ | 1605
290159 | MR-J4-60TM-ECT | Digital AC-Servo Amplifier; MR-J4-TM; Rated output 600 W; EtherCAT | SERVO MOTION | J4 SÜRÜCÜ | 1837
290164 | MR-J4-500TM-ECT | Digital AC-Servo Amplifier; MR-J4-TM; Rated output 5 kW; EtherCAT | SERVO MOTION | J4 SÜRÜCÜ | 4242
290205 | MR-J4-700TM-ECT | Digital AC-Servo Amplifier; MR-J4-TM; Rated output 7 kW; EtherCAT | SERVO MOTION | J4 SÜRÜCÜ | 5065
290206 | MR-J4-60TM4-ECT | Digital AC-Servo Amplifier; MR-J4-TM; Rated output 600W; 400V; EtherCAT | SERVO MOTION | J4 SÜRÜCÜ | 1889
290207 | MR-J4-100TM4-ECT | Digital AC-Servo Amplifier; MR-J4-TM; Rated output 1 kW; 400V; EtherCAT | SERVO MOTION | J4 SÜRÜCÜ | 2819
290208 | MR-J4-200TM4-ECT | Digital AC-Servo Amplifier; MR-J4-TM; Rated output 2 kW; 400V; EtherCAT | SERVO MOTION | J4 SÜRÜCÜ | 3115
290209 | MR-J4-350TM4-ECT | Digital AC-Servo Amplifier; MR-J4-TM; Rated output 3.5 kW; 400V; EtherCAT | SERVO MOTION | J4 SÜRÜCÜ | 3333
290210 | MR-J4-500TM4-ECT | Digital AC-Servo Amplifier; MR-J4-TM; Rated output 5 kW; 400V; EtherCAT | SERVO MOTION | J4 SÜRÜCÜ | 4369
290211 | MR-J4-700TM4-ECT | Digital AC-Servo Amplifier; MR-J4-TM; Rated output 7 kW; 400V; EtherCAT | SERVO MOTION | J4 SÜRÜCÜ | 5217
294047 | MR-J4-11KTM-ECT | Digital AC-Servo Amplifier; MR-J4-TM; Rated output 11 kW; EtherCAT | SERVO MOTION | J4 SÜRÜCÜ | 9492
294048 | MR-J4-15KTM-ECT | Digital AC-Servo Amplifier; MR-J4-TM; Rated output 15 kW; EtherCAT | SERVO MOTION | J4 SÜRÜCÜ | 10126
294049 | MR-J4-22KTM-ECT | Digital AC-Servo Amplifier; MR-J4-TM; Rated output 22 kW; EtherCAT | SERVO MOTION | J4 SÜRÜCÜ | 10854
294050 | MR-J4-11KTM4-ECT | Digital AC-Servo Amplifier; MR-J4-TM; Rated output 11 kW; 400V; EtherCAT | SERVO MOTION | J4 SÜRÜCÜ | 9675
294051 | MR-J4-15KTM4-ECT | Digital AC-Servo Amplifier; MR-J4-TM; Rated output 15 kW; 400V; EtherCAT | SERVO MOTION | J4 SÜRÜCÜ | 10126
294052 | MR-J4-22KTM4-ECT | Digital AC-Servo Amplifier; MR-J4-TM; Rated output 22 kW; 400V; EtherCAT | SERVO MOTION | J4 SÜRÜCÜ | 10854
295410 | MR-J4-350A-KS | Digital AC-Servo Amplifier MR-J4-A, for Motor Power 3.5 kW,RJ type,double coated | SERVO MOTION | J4 SÜRÜCÜ | 3335
295436 | MR-J4-20GF-RJ | Digital AC-Servo Amplifier; MR-J4-GF; Rated output 200 W; CC-Link IE | SERVO MOTION | J4 SÜRÜCÜ | 1678
295437 | MR-J4-40GF-RJ | Digital AC-Servo Amplifier; MR-J4-GF; Rated output 400 W; CC-Link IE | SERVO MOTION | J4 SÜRÜCÜ | 1720
295439 | MR-J4-70GF-RJ | Digital AC-Servo Amplifier; MR-J4-GF; Rated output 750 W; CC-Link IE | SERVO MOTION | J4 SÜRÜCÜ | 1882
295440 | MR-J4-100GF-RJ | Digital AC-Servo Amplifier; MR-J4-GF; Rated output 1 kW; CC-Link IE | SERVO MOTION | J4 SÜRÜCÜ | 2691
295441 | MR-J4-200GF-RJ | Digital AC-Servo Amplifier; MR-J4-GF; Rated output 2 kW; CC-Link IE | SERVO MOTION | J4 SÜRÜCÜ | 2987
295443 | MR-J4-500GF-RJ | Digital AC-Servo Amplifier; MR-J4-GF; Rated output 5 kW; CC-Link IE | SERVO MOTION | J4 SÜRÜCÜ | 4319
295444 | MR-J4-700GF-RJ | Digital AC-Servo Amplifier; MR-J4-GF; Rated output 7 kW; CC-Link IE | SERVO MOTION | J4 SÜRÜCÜ | 5182
295445 | MR-J4-60GF4-RJ | Digital AC-Servo Amplifier; MR-J4-GF; Rated output 600 W; 400V; CC-Link IE | SERVO MOTION | J4 SÜRÜCÜ | 1855
295446 | MR-J4-100GF4-RJ | Digital AC-Servo Amplifier; MR-J4-GF; Rated output 1 kW; 400V; CC-Link IE | SERVO MOTION | J4 SÜRÜCÜ | 2830
295448 | MR-J4-350GF4-RJ | Digital AC-Servo Amplifier; MR-J4-GF; Rated output 3.5 kW; 400V; CC-Link IE | SERVO MOTION | J4 SÜRÜCÜ | 3370
298570 | MR-J4-70TM-PNT | Digital AC-Servo Amplifier; MR-J4-TM; Rated output 700 W; PROFINET | SERVO MOTION | J4 SÜRÜCÜ | 1973
296617 | MR-J4-DU45KB4-RJ020 | Digital AC Servo Amplifier MR-J4-B, Motor Power 45kW, 400V, MR-J2S comp. | SERVO MOTION | J4 SÜRÜCÜ | 22457
297407 | MR-J4-100B4-KS | Digital AC-Servo Amplifier MR-J4-B, for Motor Power 1 kW, RJ,double coated,400V | SERVO MOTION | J4 SÜRÜCÜ | 2839
297409 | MR-J4-350B4-KS | Digital AC-Servo Amplifier; MR-J4-B; Rated output 3.5kW;RJtype;Doublecoated;400V | SERVO MOTION | J4 SÜRÜCÜ | 3454
297410 | MR-J4-500B4-KS | Digital AC-Servo Amplifier; MR-J4-B; Rated output 5kW;RJ type;Double coated;400V | SERVO MOTION | J4 SÜRÜCÜ | 4611
298566 | MR-J4-10TM-PNT | Digital AC-Servo Amplifier; MR-J4-TM; Rated output 100 W; PROFINET | SERVO MOTION | J4 SÜRÜCÜ | 1662
298277 | MR-J4-10A1-RJ | Digital AC-Servo Amplifier MR-J4-A for Rated Motor Power up to 100 W (110V), RJ | SERVO MOTION | J4 SÜRÜCÜ | 1817
298278 | MR-J4-20A1-RJ | Digital AC-Servo Amplifier; MR-J4-A; Rated output 200 W; 110V, RJ type | SERVO MOTION | J4 SÜRÜCÜ | 2067
298279 | MR-J4-40A1-RJ | Digital AC-Servo Amplifier MR-J4-A for Rated Motor Power up to 400 W (110V), RJ | SERVO MOTION | J4 SÜRÜCÜ | 1999
290161 | MR-J4-100TM-ECT | Digital AC-Servo Amplifier; MR-J4-TM; Rated output 1 kW; EtherCAT | SERVO MOTION | J4 SÜRÜCÜ | 2738
290157 | MR-J4-20TM-ECT | Digital AC-Servo Amplifier; MR-J4-TM; Rated output 200 W; EtherCAT | SERVO MOTION | J4 SÜRÜCÜ | 1721
298567 | MR-J4-20TM-PNT | Digital AC-Servo Amplifier; MR-J4-TM; Rated output 200 W; PROFINET | SERVO MOTION | J4 SÜRÜCÜ | 1778
298568 | MR-J4-40TM-PNT | Digital AC-Servo Amplifier; MR-J4-TM; Rated output 400 W; PROFINET | SERVO MOTION | J4 SÜRÜCÜ | 1818
298569 | MR-J4-60TM-PNT | Digital AC-Servo Amplifier; MR-J4-TM; Rated output 600 W; PROFINET | SERVO MOTION | J4 SÜRÜCÜ | 1894
298571 | MR-J4-100TM-PNT | Digital AC-Servo Amplifier; MR-J4-TM; Rated output 1 kW; PROFINET | SERVO MOTION | J4 SÜRÜCÜ | 2795
298572 | MR-J4-200TM-PNT | Digital AC-Servo Amplifier; MR-J4-TM; Rated output 2 kW; PROFINET | SERVO MOTION | J4 SÜRÜCÜ | 3082
298573 | MR-J4-350TM-PNT | Digital AC-Servo Amplifier; MR-J4-TM; Rated output 3.5 kW; PROFINET | SERVO MOTION | J4 SÜRÜCÜ | 3293
298574 | MR-J4-500TM-PNT | Digital AC-Servo Amplifier; MR-J4-TM; Rated output 5 kW; PROFINET | SERVO MOTION | J4 SÜRÜCÜ | 4299
298695 | MR-J4-700TM-PNT | Digital AC-Servo Amplifier; MR-J4-TM; Rated output 7 kW; PROFINET | SERVO MOTION | J4 SÜRÜCÜ | 5122
298696 | MR-J4-60TM4-PNT | Digital AC-Servo Amplifier; MR-J4-TM; Rated output 600W; 400V; PROFINET | SERVO MOTION | J4 SÜRÜCÜ | 1946
298697 | MR-J4-100TM4-PNT | Digital AC-Servo Amplifier; MR-J4-TM; Rated output 1 kW; 400V; PROFINET | SERVO MOTION | J4 SÜRÜCÜ | 2876
298698 | MR-J4-200TM4-PNT | Digital AC-Servo Amplifier; MR-J4-TM; Rated output 2 kW; 400V; PROFINET | SERVO MOTION | J4 SÜRÜCÜ | 3172
298699 | MR-J4-350TM4-PNT | Digital AC-Servo Amplifier; MR-J4-TM; Rated output 3.5 kW; 400V; PROFINET | SERVO MOTION | J4 SÜRÜCÜ | 3390
298700 | MR-J4-500TM4-PNT | Digital AC-Servo Amplifier; MR-J4-TM; Rated output 5 kW; 400V; PROFINET | SERVO MOTION | J4 SÜRÜCÜ | 4426
298701 | MR-J4-700TM4-PNT | Digital AC-Servo Amplifier; MR-J4-TM; Rated output 7 kW; 400V; PROFINET | SERVO MOTION | J4 SÜRÜCÜ | 5274
298702 | MR-J4-11KTM-PNT | Digital AC-Servo Amplifier; MR-J4-TM; Rated output 11 kW; PROFINET | SERVO MOTION | J4 SÜRÜCÜ | 9549
298703 | MR-J4-15KTM-PNT | Digital AC-Servo Amplifier; MR-J4-TM; Rated output 15 kW; PROFINET | SERVO MOTION | J4 SÜRÜCÜ | 10183
298704 | MR-J4-22KTM-PNT | Digital AC-Servo Amplifier; MR-J4-TM; Rated output 22 kW; PROFINET | SERVO MOTION | J4 SÜRÜCÜ | 10911
298705 | MR-J4-11KTM4-PNT | Digital AC-Servo Amplifier; MR-J4-TM; Rated output 11 kW; 400V; PROFINET | SERVO MOTION | J4 SÜRÜCÜ | 9732
298706 | MR-J4-15KTM4-PNT | Digital AC-Servo Amplifier; MR-J4-TM; Rated output 15 kW; 400V; PROFINET | SERVO MOTION | J4 SÜRÜCÜ | 10183
298707 | MR-J4-22KTM4-PNT | Digital AC-Servo Amplifier; MR-J4-TM; Rated output 22 kW; 400V; PROFINET | SERVO MOTION | J4 SÜRÜCÜ | 10911
298708 | MR-J4-10TM-EIP | Digital AC-Servo Amplifier; MR-J4-TM; Rated output 100 W; EtherNet/IP | SERVO MOTION | J4 SÜRÜCÜ | 1710
298709 | MR-J4-20TM-EIP | Digital AC-Servo Amplifier; MR-J4-TM; Rated output 200 W; EtherNet/IP | SERVO MOTION | J4 SÜRÜCÜ | 1826
298710 | MR-J4-40TM-EIP | Digital AC-Servo Amplifier; MR-J4-TM; Rated output 400 W; EtherNet/IP | SERVO MOTION | J4 SÜRÜCÜ | 1865
298711 | MR-J4-60TM-EIP | Digital AC-Servo Amplifier; MR-J4-TM; Rated output 600 W; EtherNet/IP | SERVO MOTION | J4 SÜRÜCÜ | 1941
298712 | MR-J4-70TM-EIP | Digital AC-Servo Amplifier; MR-J4-TM; Rated output 700 W; EtherNet/IP | SERVO MOTION | J4 SÜRÜCÜ | 2020
298713 | MR-J4-100TM-EIP | Digital AC-Servo Amplifier; MR-J4-TM; Rated output 1 kW; EtherNet/IP | SERVO MOTION | J4 SÜRÜCÜ | 2842
298714 | MR-J4-200TM-EIP | Digital AC-Servo Amplifier; MR-J4-TM; Rated output 2 kW; EtherNet/IP | SERVO MOTION | J4 SÜRÜCÜ | 3130
298715 | MR-J4-350TM-EIP | Digital AC-Servo Amplifier; MR-J4-TM; Rated output 3.5 kW; EtherNet/IP | SERVO MOTION | J4 SÜRÜCÜ | 3341
298716 | MR-J4-500TM-EIP | Digital AC-Servo Amplifier; MR-J4-TM; Rated output 5 kW; EtherNet/IP | SERVO MOTION | J4 SÜRÜCÜ | 4347
298717 | MR-J4-700TM-EIP | Digital AC-Servo Amplifier; MR-J4-TM; Rated output 7 kW; EtherNet/IP | SERVO MOTION | J4 SÜRÜCÜ | 5169
298718 | MR-J4-60TM4-EIP | Digital AC-Servo Amplifier; MR-J4-TM; Rated output 600W; 400V; EtherNet/IP | SERVO MOTION | J4 SÜRÜCÜ | 1994
298719 | MR-J4-100TM4-EIP | Digital AC-Servo Amplifier; MR-J4-TM; Rated output 1 kW; 400V; EtherNet/IP | SERVO MOTION | J4 SÜRÜCÜ | 2923
298720 | MR-J4-200TM4-EIP | Digital AC-Servo Amplifier; MR-J4-TM; Rated output 2 kW; 400V; EtherNet/IP | SERVO MOTION | J4 SÜRÜCÜ | 3219
298721 | MR-J4-350TM4-EIP | Digital AC-Servo Amplifier; MR-J4-TM; Rated output 3.5 kW; 400V; EtherNet/IP | SERVO MOTION | J4 SÜRÜCÜ | 3437
298722 | MR-J4-500TM4-EIP | Digital AC-Servo Amplifier; MR-J4-TM; Rated output 5 kW; 400V; EtherNet/IP | SERVO MOTION | J4 SÜRÜCÜ | 4474
298723 | MR-J4-700TM4-EIP | Digital AC-Servo Amplifier; MR-J4-TM; Rated output 7 kW; 400V; EtherNet/IP | SERVO MOTION | J4 SÜRÜCÜ | 5322
298724 | MR-J4-11KTM-EIP | Digital AC-Servo Amplifier; MR-J4-TM; Rated output 11 kW; EtherNet/IP | SERVO MOTION | J4 SÜRÜCÜ | 9597
298725 | MR-J4-15KTM-EIP | Digital AC-Servo Amplifier; MR-J4-TM; Rated output 15 kW; EtherNet/IP | SERVO MOTION | J4 SÜRÜCÜ | 10231
298726 | MR-J4-22KTM-EIP | Digital AC-Servo Amplifier; MR-J4-TM; Rated output 22 kW; EtherNet/IP | SERVO MOTION | J4 SÜRÜCÜ | 10959
298727 | MR-J4-11KTM4-EIP | Digital AC-Servo Amplifier; MR-J4-TM; Rated output 11kW; 400V; EtherNet/IP | SERVO MOTION | J4 SÜRÜCÜ | 9780
298728 | MR-J4-15KTM4-EIP | Digital AC-Servo Amplifier; MR-J4-TM; Rated output 15kW; 400V; EtherNet/IP | SERVO MOTION | J4 SÜRÜCÜ | 10231
298729 | MR-J4-22KTM4-EIP | Digital AC-Servo Amplifier; MR-J4-TM; Rated output 22kW; 400V; EtherNet/IP | SERVO MOTION | J4 SÜRÜCÜ | 10959
302915 | MR-J4-11KB-KS020 | Digital AC-Servo Amplifier; MR-J4-B; Rated output 11 kW; MR-J2S, Double coated | SERVO MOTION | J4 SÜRÜCÜ | 9265
302916 | MR-J4-15KB-KS020 | Digital AC-Servo Amplifier; MR-J4-B; Rated output 15 kW; MR-J2S, Double coated | SERVO MOTION | J4 SÜRÜCÜ | 10031
306529 | MR-J4-11KB4-RZ020 | Digital AC-Servo Amplifier MR-J4-B, for Motor Power 11 kW (400), RZ type | SERVO MOTION | J4 SÜRÜCÜ | 9278
306875 | MR-J4-11KGF-RJ | Digital AC-Servo Amplifier; MR-J4-GF; Rated output 11 kW; CC-Link IE | SERVO MOTION | J4 SÜRÜCÜ | 9831
306876 | MR-J4-15KGF-RJ | Digital AC-Servo Amplifier; MR-J4-GF; Rated output 15 kW; CC-Link IE | SERVO MOTION | J4 SÜRÜCÜ | 10496
306877 | MR-J4-22KGF-RJ | Digital AC-Servo Amplifier; MR-J4-GF; Rated output 22 kW; CC-Link IE | SERVO MOTION | J4 SÜRÜCÜ | 11261
306878 | MR-J4-11KGF4-RJ | Digital AC-Servo Amplifier; MR-J4-GF; Rated output 11 kW; 400V; CC-Link IE | SERVO MOTION | J4 SÜRÜCÜ | 10029
306879 | MR-J4-15KGF4-RJ | Digital AC-Servo Amplifier; MR-J4-GF; Rated output 15 kW; 400V; CC-Link IE | SERVO MOTION | J4 SÜRÜCÜ | 10707
306880 | MR-J4-22KGF4-RJ | Digital AC-Servo Amplifier; MR-J4-GF; Rated output 22 kW; 400V; CC-Link IE | SERVO MOTION | J4 SÜRÜCÜ | 11261
308597 | MR-J4-20A-KS | Digital AC-Servo Amplifier MR-J4-A, for Motor Power 200 W, RJ type,double coated | SERVO MOTION | J4 SÜRÜCÜ | 1818
313851 | MR-J4-10B1-RJ | Digital AC-Servo Amplifier; MR-J4-B; Rated output 100 W; 110V | SERVO MOTION | J4 SÜRÜCÜ | 1557
313852 | MR-J4-20B1-RJ | Digital AC-Servo Amplifier MR-J4-B for Rated Motor Power up to 200 W (110V) | SERVO MOTION | J4 SÜRÜCÜ | 1596
313853 | MR-J4-40B1-RJ | Digital AC-Servo Amplifier MR-J4-B for Rated Motor Power up to 400 W (110V) | SERVO MOTION | J4 SÜRÜCÜ | 1605
285967 | MR-J4-100B4-LL | Digital AC-Servo Amplifier MR-J4-B for Motor up to 1 kW - Pressure Contr.;400V | SERVO MOTION | J4 SÜRÜCÜ | 2941
285958 | MR-J4-100B-LL | Digital AC-Servo Amplifier MR-J4-B for Motor up to 1 kW - Pressure Contr. | SERVO MOTION | J4 SÜRÜCÜ | 2862
279383 | MR-J4-100B-RU | Digital AC-Servo Amplifier MR-J4-B for Rated Motor Power 1000 W, no dyn. Brake | SERVO MOTION | J4 SÜRÜCÜ | 2911
260602 | MR-J4-10A-EB |  | SERVO MOTION | J4 SÜRÜCÜ | 1779
285913 | MR-J4-10B-LL | Digital AC-Servo Amplifier MR-J4-B for Motor up to 100W - Pressure Contr. | SERVO MOTION | J4 SÜRÜCÜ | 1702
279378 | MR-J4-10B-RU | Digital AC-Servo Amplifier MR-J4-B for Rated Motor Power 100 W, no dyn. Brake | SERVO MOTION | J4 SÜRÜCÜ | 1728
308495 | MR-J4-11KA4-RZ | Digital AC-Servo Amplifier MR-J4-A, for Motor Power 11 kW (400), RZ type | SERVO MOTION | J4 SÜRÜCÜ | 10111
285972 | MR-J4-11KB4-LL | Digital AC-Servo Amplifier MR-J4-B for Motor up to 11 kW - Pressure Contr.;400V | SERVO MOTION | J4 SÜRÜCÜ | 9677
284473 | MR-J4-11KB4-RZ | Digital AC-Servo Amplifier MR-J4-B, for Motor Power 11 kW (400), RZ type | SERVO MOTION | J4 SÜRÜCÜ | 10249
285963 | MR-J4-11KB-LL | Digital AC-Servo Amplifier MR-J4-B for Motor up to 11 kW - Pressure Contr. | SERVO MOTION | J4 SÜRÜCÜ | 10141
284470 | MR-J4-11KB-RZ | Digital AC-Servo Amplifier MR-J4-B, for Motor Power 11 kW, RZ type | SERVO MOTION | J4 SÜRÜCÜ | 10249
308496 | MR-J4-15KA4-RZ | Digital AC-Servo Amplifier MR-J4-A, for Motor Power 15 kW (400), RZ type | SERVO MOTION | J4 SÜRÜCÜ | 10783
285973 | MR-J4-15KB4-LL | Digital AC-Servo Amplifier; MR-J4-B; Rated output 15 kW; 400V; Pressure Contr. | SERVO MOTION | J4 SÜRÜCÜ | 10637
284474 | MR-J4-15KB4-RZ | Digital AC-Servo Amplifier MR-J4-B, for Motor Power 15 kW (400), RZ type | SERVO MOTION | J4 SÜRÜCÜ | 10919
284471 | MR-J4-15KB-RZ | Digital AC-Servo Amplifier MR-J4-B, for Motor Power 15 kW, RZ type | SERVO MOTION | J4 SÜRÜCÜ | 10919
306528 | MR-J4-200A4-KS | Digital AC-Servo Amplifier MR-J4-A, for Motor Power 2 kW, RJ,double coated,400V | SERVO MOTION | J4 SÜRÜCÜ | 3275
285968 | MR-J4-200B4-LL | Digital AC-Servo Amplifier MR-J4-B for Motor up to 2kW - Pressure Contr.;400V | SERVO MOTION | J4 SÜRÜCÜ | 3250
285959 | MR-J4-200B-LL | Digital AC-Servo Amplifier MR-J4-B for Motor up to 2 kW - Pressure Contr. | SERVO MOTION | J4 SÜRÜCÜ | 3164
279384 | MR-J4-200B-RU | Digital AC-Servo Amplifier MR-J4-B for Rated Motor Power 2000 W, no dyn. Brake | SERVO MOTION | J4 SÜRÜCÜ | 3225
285914 | MR-J4-20B-LL | Digital AC-Servo Amplifier MR-J4-B for Motor up to 200W - Pressure Contr. | SERVO MOTION | J4 SÜRÜCÜ | 1824
279379 | MR-J4-20B-RU | Digital AC-Servo Amplifier MR-J4-B for Rated Motor Power 200 W, no dyn. Brake | SERVO MOTION | J4 SÜRÜCÜ | 1849
308497 | MR-J4-22KA4-RZ | Digital AC-Servo Amplifier MR-J4-A, for Motor Power 22 kW (400), RZ type | SERVO MOTION | J4 SÜRÜCÜ | 11559
285974 | MR-J4-22KB4-LL | Digital AC-Servo Amplifier MR-J4-B for Motor up to 22 kW - Pressure Contr.;400V | SERVO MOTION | J4 SÜRÜCÜ | 11559
284515 | MR-J4-22KB4-RZ | Digital AC-Servo Amplifier MR-J4-B, for Motor Power 22 kW (400), RZ type | SERVO MOTION | J4 SÜRÜCÜ | 11695
284246 | MR-J4-22KB-KS | Digital AC-Servo Amplifier MR-J4-B, for Motor Power 22 kW, RJ type,double coated | SERVO MOTION | J4 SÜRÜCÜ | 11622
285965 | MR-J4-22KB-LL | Digital AC-Servo Amplifier MR-J4-B for Motor up to 22 kW - Pressure Contr. | SERVO MOTION | J4 SÜRÜCÜ | 11587
284472 | MR-J4-22KB-RZ | Digital AC-Servo Amplifier MR-J4-B, for Motor Power 22 kW, RZ type | SERVO MOTION | J4 SÜRÜCÜ | 11695
285969 | MR-J4-350B4-LL | Digital AC-Servo Amplifier; MR-J4-B; Rated output 3.5kW; 400V; Pressure Contr. | SERVO MOTION | J4 SÜRÜCÜ | 3429
285960 | MR-J4-350B-LL | Digital AC-Servo Amplifier MR-J4-B for Motor up to 3.5 kW - Pressure Contr. | SERVO MOTION | J4 SÜRÜCÜ | 3383
279415 | MR-J4-350B-RU | Digital AC-Servo Amplifier MR-J4-B for Rated Motor Power 3500 W, no dyn. Brake | SERVO MOTION | J4 SÜRÜCÜ | 3434
285955 | MR-J4-40B-LL | Digital AC-Servo Amplifier MR-J4-B for Motor up to 400W - Pressure Contr. | SERVO MOTION | J4 SÜRÜCÜ | 1864
279380 | MR-J4-40B-RU | Digital AC-Servo Amplifier MR-J4-B for Rated Motor Power 400 W, no dyn. Brake | SERVO MOTION | J4 SÜRÜCÜ | 1920
301753 | MR-J4-500A-KS | Digital AC-Servo Amplifier MR-J4-A, for Motor Power 5 kW, RJ type,double coated | SERVO MOTION | J4 SÜRÜCÜ | 4565
285970 | MR-J4-500B4-LL | Digital AC-Servo Amplifier MR-J4-B for Motor up to 5 kW - Pressure Contr.;400V | SERVO MOTION | J4 SÜRÜCÜ | 4648
285961 | MR-J4-500B-LL | Digital AC-Servo Amplifier MR-J4-B for Motor up to 5 kW - Pressure Contr. | SERVO MOTION | J4 SÜRÜCÜ | 4522
279416 | MR-J4-500B-RU | Digital AC-Servo Amplifier MR-J4-B for Rated Motor Power 5000 W, no dyn. Brake | SERVO MOTION | J4 SÜRÜCÜ | 4499
285966 | MR-J4-60B4-LL | Digital AC-Servo Amplifier MR-J4-B for Motor up to 600W - Pressure Contr.;400V | SERVO MOTION | J4 SÜRÜCÜ | 2008
285956 | MR-J4-60B-LL | Digital AC-Servo Amplifier MR-J4-B for Motor up to 600W - Pressure Contr. | SERVO MOTION | J4 SÜRÜCÜ | 1947
279381 | MR-J4-60B-RU | Digital AC-Servo Amplifier MR-J4-B for Rated Motor Power 600 W, no dyn. Brake | SERVO MOTION | J4 SÜRÜCÜ | 1979
285971 | MR-J4-700B4-LL | Digital AC-Servo Amplifier MR-J4-B for Motor up to 7 kW - Pressure Contr.;400V | SERVO MOTION | J4 SÜRÜCÜ | 5551
284243 | MR-J4-700B-KS | Digital AC-Servo Amplifier; MR-J4-B; Rated output 7 kW; RJ type,Double coated | SERVO MOTION | J4 SÜRÜCÜ | 5366
285962 | MR-J4-700B-LL | Digital AC-Servo Amplifier MR-J4-B for Motor up to 7 kW - Pressure Contr. | SERVO MOTION | J4 SÜRÜCÜ | 5399
279417 | MR-J4-700B-RU | Digital AC-Servo Amplifier MR-J4-B for Rated Motor Power 7000 W, no dyn. Brake | SERVO MOTION | J4 SÜRÜCÜ | 5380
279382 | MR-J4-70B-RU | Digital AC-Servo Amplifier MR-J4-B for Rated Motor Power 700 W, no dyn. Brake | SERVO MOTION | J4 SÜRÜCÜ | 2010
277801 | MR-J4W3-222B-ED | Digital AC-Servo Amplifier MR-J4W-B for Motor up to 3 * 200 W, no dyn. Brake | SERVO MOTION | J4 SÜRÜCÜ | 3960
290163 | MR-J4-350TM-ECT | Digital AC-Servo Amplifier; MR-J4-TM; Rated output 3.5 kW; EtherCAT | SERVO MOTION | J4 SÜRÜCÜ | 3236
295438 | MR-J4-60GF-RJ | Digital AC-Servo Amplifier; MR-J4-GF; Rated output 600 W; CC-Link IE | SERVO MOTION | J4 SÜRÜCÜ | 1799
290158 | MR-J4-40TM-ECT | Digital AC-Servo Amplifier; MR-J4-TM; Rated output 400 W; EtherCAT | SERVO MOTION | J4 SÜRÜCÜ | 1761
290160 | MR-J4-70TM-ECT | Digital AC-Servo Amplifier; MR-J4-TM; Rated output 700 W; EtherCAT | SERVO MOTION | J4 SÜRÜCÜ | 1916
290162 | MR-J4-200TM-ECT | Digital AC-Servo Amplifier; MR-J4-TM; Rated output 2 kW; EtherCAT | SERVO MOTION | J4 SÜRÜCÜ | 3025
295450 | MR-J4-700GF4-RJ | Digital AC-Servo Amplifier; MR-J4-GF; Rated output 7 kW; 400V; CC-Link IE | SERVO MOTION | J4 SÜRÜCÜ | 5450
268787 | MR-J4-200B4-RJ020 | Digital AC-Servo Amplifier; MR-J4-B; Rated output 2 kW; 400V; MR-J2S comp. | SERVO MOTION | J4 SÜRÜCÜ | 3141
295447 | MR-J4-200GF4-RJ | Digital AC-Servo Amplifier; MR-J4-GF; Rated output 2 kW; 400V; CC-Link IE | SERVO MOTION | J4 SÜRÜCÜ | 3141
295435 | MR-J4-10GF-RJ | Digital AC-Servo Amplifier; MR-J4-GF; Rated output 100 W; CC-Link IE | SERVO MOTION | J4 SÜRÜCÜ | 1557
295449 | MR-J4-500GF4-RJ | Digital AC-Servo Amplifier; MR-J4-GF; Rated output 5 kW; 400V; CC-Link IE | SERVO MOTION | J4 SÜRÜCÜ | 4542
248646 | MR-J4W2-44B | Digital AC-Servo Amplifier; MR-J4W-B; Rated output 2 * 400 W | SERVO MOTION | J4 SÜRÜCÜ | 3125
282635 | HG-KN43K | Servomotor HG-KN, 400W; Torque 1.3 Nm, max. torque 3.8 Nm, Key-way | SERVO MOTION | JE MOTOR | 993
282636 | HG-KN43BK | Servomotor HG-KN, 400W; Torque 1.3 Nm, max. torque 3.8 Nm, brake, Key-way | SERVO MOTION | JE MOTOR | 1380
282637 | HG-KN73JK | Servomotor HG-KN, 750W; Torque 2.4 Nm, max. torque 7.2 Nm, Key-way | SERVO MOTION | JE MOTOR | 1240
282638 | HG-KN73BJK | Servomotor HG-KN, 750W; Torque 2.4 Nm, max. torque 7.2 Nm, brake, Key-way | SERVO MOTION | JE MOTOR | 1674
282641 | HG-SN102JK | Servomotor HG-SN, 1kW; Torque 4.8 Nm, max. torque 14.3 Nm, Key-way | SERVO MOTION | JE MOTOR | 1425
282642 | HG-SN102BJK | Servomotor HG-SN, 1kW; Torque 4.8 Nm, max. torque 14.3 Nm, brake, Key-way | SERVO MOTION | JE MOTOR | 1999
282643 | HG-SN152JK | Servomotor HG-SN, 1.5kW; Torque 7.2 Nm, max. torque 21.5 Nm, Key-way | SERVO MOTION | JE MOTOR | 1915
282644 | HG-SN152BJK | Servomotor HG-SN, 1.5kW; Torque 7.2 Nm, max. torque 21.5 Nm, brake, Key-way | SERVO MOTION | JE MOTOR | 2317
282645 | HG-SN202JK | Servomotor HG-SN, 2kW; Torque 9.6 Nm, max. torque 28.6 Nm, Key-way | SERVO MOTION | JE MOTOR | 1999
282646 | HG-SN202BJK | Servomotor HG-SN, 2kW; Torque 9.6 Nm, max. torque 28.6 Nm, brake, Key-way | SERVO MOTION | JE MOTOR | 2611
282647 | HG-SN302JK | Servomotor HG-SN, 3kW; Torque 14.3 Nm, max. torque 42.9 Nm, Key-way | SERVO MOTION | JE MOTOR | 2485
282631 | HG-KN13J | Servomotor HG-KN, 100W; Torque 0.32 Nm, max. torque 0.95 Nm | SERVO MOTION | JE MOTOR | 757
282632 | HG-KN13BJ | Servomotor HG-KN, 100W; Torque 0.32 Nm, max. torque 0.95 Nm,brake | SERVO MOTION | JE MOTOR | 1177
282633 | HG-KN23K | Servomotor HG-KN, 200W; Torque 0.64 Nm, max. torque 1.9 Nm, Key-way | SERVO MOTION | JE MOTOR | 911
282634 | HG-KN23BK | Servomotor HG-KN, 200W; Torque 0.64 Nm, max. torque 1.9 Nm, brake, Key-way | SERVO MOTION | JE MOTOR | 1416
282639 | HG-SN52JK | Servomotor HG-SN, 500W; Torque 2.4 Nm, max. torque 7.2 Nm, Key-way | SERVO MOTION | JE MOTOR | 1215
282640 | HG-SN52BJK | Servomotor HG-SN, 500W; Torque 2.4 Nm, max. torque 7.2 Nm, brake, Key-way | SERVO MOTION | JE MOTOR | 1801
282648 | HG-SN302BJK | Servomotor HG-SN, 3kW; Torque 14.3 Nm, max. torque 42.9 Nm, brake, Key-way | SERVO MOTION | JE MOTOR | 3148
268794 | MR-JE-40A | Digital AC-Servo Amplifier; MR-JE; Rated output 400 W | SERVO MOTION | JE SÜRÜCÜ | 813
268795 | MR-JE-70A | Digital AC-Servo Amplifier; MR-JE; Rated output 750 W | SERVO MOTION | JE SÜRÜCÜ | 819
268796 | MR-JE-100A | Digital AC-Servo Amplifier; MR-JE; Rated output 1000 W | SERVO MOTION | JE SÜRÜCÜ | 1590
268797 | MR-JE-200A | Digital AC-Servo Amplifier; MR-JE; Rated output 2000 W | SERVO MOTION | JE SÜRÜCÜ | 1735
281976 | MR-JE-40B | Digital AC-Servo Amplifier; MR-JE; Rated output 400 W; SSCNETIII/H | SERVO MOTION | JE SÜRÜCÜ | 813
281977 | MR-JE-70B | Digital AC-Servo Amplifier; MR-JE; Rated output 700 W; SSCNETIII/H | SERVO MOTION | JE SÜRÜCÜ | 819
281978 | MR-JE-100B | Digital AC-Servo Amplifier; MR-JE; Rated output 1 kW; SSCNETIII/H | SERVO MOTION | JE SÜRÜCÜ | 1590
281979 | MR-JE-200B | Digital AC-Servo Amplifier; MR-JE; Rated output 2 kW; SSCNETIII/H | SERVO MOTION | JE SÜRÜCÜ | 1735
312336 | MR-JE-40C | Digital AC-Servo Amplifier; MR-JE; Rated output 400 W; CC-Link IE Basic | SERVO MOTION | JE SÜRÜCÜ | 813
312337 | MR-JE-70C | Digital AC-Servo Amplifier; MR-JE; Rated output 700 W; CC-Link IE Basic | SERVO MOTION | JE SÜRÜCÜ | 819
312338 | MR-JE-100C | Digital AC-Servo Amplifier; MR-JE; Rated output 1 kW; CC-Link IE Basic | SERVO MOTION | JE SÜRÜCÜ | 1590
312939 | MR-JE-40BF | Digital AC-Servo Amplifier; MR-JE; Rated output 400 W; SSCNETIII/H; STO | SERVO MOTION | JE SÜRÜCÜ | 910
312940 | MR-JE-70BF | Digital AC-Servo Amplifier; MR-JE; Rated output 750 W; SSCNETIII/H; STO | SERVO MOTION | JE SÜRÜCÜ | 985
312941 | MR-JE-100BF | Digital AC-Servo Amplifier; MR-JE; Rated output 1 kW; SSCNETIII/H; STO | SERVO MOTION | JE SÜRÜCÜ | 1590
312942 | MR-JE-200BF | Digital AC-Servo Amplifier; MR-JE; Rated output 2 kW; SSCNETIII/H; STO | SERVO MOTION | JE SÜRÜCÜ | 1735
316778 | MR-JE-200C | Digital AC-Servo Amplifier; MR-JE; Rated output 2 kW; CC-Link IE Basic | SERVO MOTION | JE SÜRÜCÜ | 1735
268792 | MR-JE-10A | Digital AC-Servo Amplifier; MR-JE; Rated output 100 W | SERVO MOTION | JE SÜRÜCÜ | 1053
268793 | MR-JE-20A | Digital AC-Servo Amplifier; MR-JE; Rated output 200 W | SERVO MOTION | JE SÜRÜCÜ | 1128
268798 | MR-JE-300A | Digital AC-Servo Amplifier; MR-JE; Rated output 3000 W | SERVO MOTION | JE SÜRÜCÜ | 3067
281964 | MR-JE-10B | Digital AC-Servo Amplifier; MR-JE; Rated output 100 W; SSCNETIII/H | SERVO MOTION | JE SÜRÜCÜ | 942
281975 | MR-JE-20B | Digital AC-Servo Amplifier; MR-JE; Rated output 200 W; SSCNETIII/H | SERVO MOTION | JE SÜRÜCÜ | 1009
281980 | MR-JE-300B | Digital AC-Servo Amplifier; MR-JE; Rated output 3 kW; SSCNETIII/H | SERVO MOTION | JE SÜRÜCÜ | 2744
312314 | MR-JE-10C | Digital AC-Servo Amplifier; MR-JE; Rated output 100 W; CC-Link IE Basic | SERVO MOTION | JE SÜRÜCÜ | 942
312335 | MR-JE-20C | Digital AC-Servo Amplifier; MR-JE; Rated output 200 W; CC-Link IE Basic | SERVO MOTION | JE SÜRÜCÜ | 1009
312937 | MR-JE-10BF | Digital AC-Servo Amplifier; MR-JE; Rated output 100 W; SSCNETIII/H; STO | SERVO MOTION | JE SÜRÜCÜ | 942
312938 | MR-JE-20BF | Digital AC-Servo Amplifier; MR-JE; Rated output 200 W; SSCNETIII/H; STO | SERVO MOTION | JE SÜRÜCÜ | 1009
312943 | MR-JE-300BF | Digital AC-Servo Amplifier; MR-JE; Rated output 3 kW; SSCNETIII/H; STO | SERVO MOTION | JE SÜRÜCÜ | 2744
316779 | MR-JE-300C | Digital AC-Servo Amplifier; MR-JE; Rated output 3 kW; CC-Link IE Basic | SERVO MOTION | JE SÜRÜCÜ | 2744
492269 | HG-KNS13J | Servo motor; HG Series; Power 100 W; Torque 0,32 Nm, max. 0,95 Nm; Oilseal | SERVO MOTION | JET MOTOR | 738
492270 | HG-KNS23J | Servo motor; HG Series; Power 200 W; Torque 0,64 Nm, max. 1,9 Nm; Oilseal | SERVO MOTION | JET MOTOR | 906
492271 | HG-KNS43J | Servo motor; HG Series; Power 400 W; Torque 1,3 Nm, max. 3,8 Nm; Oilseal | SERVO MOTION | JET MOTOR | 1066
492282 | HG-KNS73J | Servo motor; HG Series; Power 750 W; Torque 2,4 Nm, max. 7,2 Nm; Oilseal | SERVO MOTION | JET MOTOR | 1233
492283 | HG-KNS13BJ | Servo motor; HG Series; Power 100 W; Torque 0,32 Nm, max. 0,95 Nm; Brake;Oilseal | SERVO MOTION | JET MOTOR | 1160
492284 | HG-KNS23BJ | Servo motor; HG Series; Power 200 W; Torque 0,64 Nm, max. 1,9 Nm; Brake; Oilseal | SERVO MOTION | JET MOTOR | 1399
492285 | HG-KNS43BJ | Servo motor; HG Series; Power 400 W; Torque 1,3 Nm, max. 3,8 Nm; Brake; Oilseal | SERVO MOTION | JET MOTOR | 1558
492286 | HG-KNS73BJ | Servo motor; HG Series; Power 750 W; Torque 2,4 Nm, max.7,2 Nm; Brake; Oilseal | SERVO MOTION | JET MOTOR | 1796
492287 | HG-KNS13 | Servo motor; HG Series; Power 100 W; Torque 0,32 Nm, max. 0,95 Nm | SERVO MOTION | JET MOTOR | 720
492288 | HG-KNS23 | Servo motor; HG Series; Power 200 W; Torque 0,64 Nm, max. 1,9 Nm | SERVO MOTION | JET MOTOR | 888
492289 | HG-KNS43 | Servo motor; HG Series; Power 400 W; Torque 1,3 Nm, max. 3,8 Nm | SERVO MOTION | JET MOTOR | 1048
492290 | HG-KNS13B | Servo motor; HG Series; Power 100 W; Torque 0,32 Nm, max. 0,95 Nm; Brake | SERVO MOTION | JET MOTOR | 1143
492291 | HG-KNS23B | Servo motor; HG Series; Power 200 W; Torque 0,64 Nm, max. 1,9 Nm; Brake | SERVO MOTION | JET MOTOR | 1381
492292 | HG-KNS43B | Servo motor; HG Series; Power 400 W; Torque 1,3 Nm, max. 3,8 Nm; Brake | SERVO MOTION | JET MOTOR | 1541
492307 | HG-KNS23JK | Servo motor; HG Series; Power 200 W; Torque 0,64 Nm; Oilseal; Keyway | SERVO MOTION | JET MOTOR | 906
492308 | HG-KNS23BJK | Servo motor; HG Series; Power 200 W; Torque 0,64 Nm; Brake; Oilseal; Keyway | SERVO MOTION | JET MOTOR | 1399
492309 | HG-KNS43JK | Servo motor; HG Series; Power 400 W; Torque 1,3 Nm; Oilseal; Keyway | SERVO MOTION | JET MOTOR | 1066
492310 | HG-KNS43BJK | Servo motor; HG Series; Power 400 W; Torque 1,3 Nm; Brake; Oilseal; Keyway | SERVO MOTION | JET MOTOR | 1558
492311 | HG-KNS73JK | Servo motor; HG Series; Power 750 W; Torque 2,4 Nm; Oilseal; Keyway | SERVO MOTION | JET MOTOR | 1233
492362 | HG-KNS73BJK | Servo motor; HG Series; Power 750 W; Torque 2,4 Nm; Brake; Oilseal; Keyway | SERVO MOTION | JET MOTOR | 1796
493375 | HG-KNS73 | Servo motor; HG Series; Power 750 W; Torque 2,4 Nm, max. 7,2 Nm | SERVO MOTION | JET MOTOR | 1216
493376 | HG-KNS73B | Servo motor; HG Series; Power 750 W; Torque 2,4 Nm, max. 7,2 Nm; Brake | SERVO MOTION | JET MOTOR | 1779
493377 | HG-KNS23K | Servo motor; HG Series; Power 200 W; Torque 0,64 Nm, max. 1,9 Nm; Keyway | SERVO MOTION | JET MOTOR | 888
493378 | HG-KNS23BK | Servo motor; HG Series; Power 200 W; Torque 0,64 Nm, max. 1,9 Nm; Brake; Keyway | SERVO MOTION | JET MOTOR | 1381
493379 | HG-KNS43K | Servo motor; HG Series; Power 400 W; Torque 1,3 Nm, max. 3,8 Nm; Keyway | SERVO MOTION | JET MOTOR | 854
493380 | HG-KNS43BK | Servo motor; HG Series; Power 400 W; Torque 1,3 Nm, max. 3,8 Nm; Brake; Keyway | SERVO MOTION | JET MOTOR | 1038
493381 | HG-KNS73K | Servo motor; HG Series; Power 750 W; Torque 2,4 Nm, max. 7,2 Nm; Keyway | SERVO MOTION | JET MOTOR | 1011
493412 | HG-KNS73BK | Servo motor; HG Series; Power 750 W; Torque 2,4 Nm, max. 7,2 Nm; Brake; Keyway | SERVO MOTION | JET MOTOR | 1289
492265 | HG-SNS52J | Servo motor; HG Series; Power 500 W; Torque 2,4 Nm, max. 7,2; Oilseal | SERVO MOTION | JET MOTOR | 1159
492303 | HG-SNS52JK | Servo motor; HG Series; Power 500 W; Torque 2,4 Nm, max. 7,2 Nm; Oilseal; Keyway | SERVO MOTION | JET MOTOR | 1159
492266 | HG-SNS102J | Servo motor; HG Series; Power 1 kW; Torque 4,8 Nm, max. 14,3 Nm; Oilseal | SERVO MOTION | JET MOTOR | 1400
492304 | HG-SNS102JK | Servo motor; HG Series; Power 1 kW; Torque 4,8 Nm, max. 14,3 Nm; Oilseal; Keyway | SERVO MOTION | JET MOTOR | 1409
689577 | HG-SNS102K | Servo motor; HG Series; Power 1 kW; Torque 4,8 Nm, max. 14,3 Nm; Keyway | SERVO MOTION | JET MOTOR | 1086
497873 | HG-SNS202K | Servo motor; HG Series; Power 2 kW; Torque 9,55 Nm, max. 28,6 Nm; Keyway | SERVO MOTION | JET MOTOR | 1660
497875 | HG-SNS202JK | Servo motor; HG Series; Power 2kW; Torque 9,55Nm, max. 28,6Nm; Oilseal; Keyway | SERVO MOTION | JET MOTOR | 1936
497877 | HG-SNS302K | Servo motor; HG Series; Power 3 kW; Torque 14,3 Nm, max. 42,9 Nm; Keyway | SERVO MOTION | JET MOTOR | 2083
497879 | HG-SNS302JK | Servo motor; HG Series; Power 3 kW; Torque 14,3 Nm, max. 42,9 Nm; Oilseal;Keyway | SERVO MOTION | JET MOTOR | 2161
492267 | HG-SNS52BJ | Servo motor; HG Series; Power 500 W; Torque 2,4 Nm, max. 7,2; Brake; Oilseal | SERVO MOTION | JET MOTOR | 1722
492305 | HG-SNS52BJK | Servo motor; HG Series; Power 500 W; Torque 2,4 Nm; Brake; Oilseal; Keyway | SERVO MOTION | JET MOTOR | 1722
492268 | HG-SNS102BJ | Servo motor; HG Series; Power 1 kW; Torque 4,8 Nm, max. 14,3 Nm; Brake; Oilseal | SERVO MOTION | JET MOTOR | 1960
689578 | HG-SNS102BK | Servo motor; HG Series; Power 1 kW; Torque 4,8 Nm, max. 14,3 Nm; Brake; Keyway | SERVO MOTION | JET MOTOR | 1645
492306 | HG-SNS102BJK | Servo motor; HG Series; Power 1 kW; Torque 4,8 Nm; Brake; Oilseal; Keyway; | SERVO MOTION | JET MOTOR | 1960
497849 | HG-SNS152K | Servo motor; HG Series; Power 1,5 kW; Torque 7,16 Nm, max. 21,5; Keyway | SERVO MOTION | JET MOTOR | 1576
497850 | HG-SNS152BK | Servo motor; HG Series; Power 1,5 kW; Torque 7,16 Nm, max. 21,5;Brake; Keyway | SERVO MOTION | JET MOTOR | 2135
497874 | HG-SNS202BK | Servo motor; HG Series; Power 2 kW; Torque 9,55 Nm, max. 28,6 Nm; Brake; Keyway | SERVO MOTION | JET MOTOR | 2290
497876 | HG-SNS202BJK | Servo motor; HG Series; Power 2 kW; Torque 9,55 Nm; Brake; Oilseal; Keyway | SERVO MOTION | JET MOTOR | 2588
497878 | HG-SNS302BK | Servo motor; HG Series; Power 3 kW; Torque 14,3 Nm, max. 42,9 Nm; Brake; Keyway | SERVO MOTION | JET MOTOR | 2712
497880 | HG-SNS302BJK | Servo motor; HG Series; Power 3 kW; Torque 14,3 Nm; Brake; Oilseal; Keyway | SERVO MOTION | JET MOTOR | 2913
734035 | HK-KN13K | Servomotor; HK-KN,series; 100W; Torque 0.32 Nm; max. torque 1,1 Nm; Keyway | SERVO MOTION | JET MOTOR | 738
734037 | HK-KN23K | Servomotor; HK-KN,series; 200W; Torque 0.64 Nm; max. torque 2,2 Nm; Keyway | SERVO MOTION | JET MOTOR | 915
734038 | HK-KN43K | Servomotor; HK-KN,series; 400W; Torque 1,3 Nm; max. torque 4,5 Nm; Keyway | SERVO MOTION | JET MOTOR | 1090
734040 | HK-KN7M3K | Servomotor; HK-KN,series; 750W; Torque 2,4 Nm; max. torque 8,4 Nm; Keyway | SERVO MOTION | JET MOTOR | 1276
734042 | HK-KN134K | Servomotor; HK-KN,series; 100W; Torque 0,32 Nm, max. torque 1,1 Nm; 400V; Keyway | SERVO MOTION | JET MOTOR | 936
734046 | HK-KN234K | Servomotor; HK-KN,series; 200W; Torque 0,64 Nm, max. torque 2,2 Nm; 400V; Keyway | SERVO MOTION | JET MOTOR | 1119
734047 | HK-KN434K | Servomotor; HK-KN,series; 400W; Torque 1,3 Nm, max. torque 4,5 Nm; 400V; Keyway | SERVO MOTION | JET MOTOR | 1265
734049 | HK-KN7M34K | Servomotor; HK-KN,series; 750W; Torque 2,4 Nm, max. torque 8,4 Nm; 400V; Keyway | SERVO MOTION | JET MOTOR | 1431
734050 | HK-KN1034K | Servomotor; HK-KN,series; 1 kW; Torque 3,2 Nm, max. torque 11,1 Nm; 400V; Keyway | SERVO MOTION | JET MOTOR | 1513
734051 | HK-KN1534K | Servomotor; HK-KN,series; 1,5 kW; Torque 4,8 Nm, max. torque 16,7Nm; 400V;Keyway | SERVO MOTION | JET MOTOR | 1884
734052 | HK-KN2034K | Servomotor; HK-KN,series; 2,0 kW; Torque 6,4 Nm, max. torque 19,1Nm; 400V;Keyway | SERVO MOTION | JET MOTOR | 2246
734054 | HK-KN13BK | Servomotor; HK-KN,series; 100W; Torque 0,32 Nm, max. 1,1 Nm; Brake; Keyway | SERVO MOTION | JET MOTOR | 1051
734056 | HK-KN23BK | Servomotor; HK-KN,series; 200W; Torque 0,64 Nm, max. 2,2 Nm; Brake; Keyway | SERVO MOTION | JET MOTOR | 1318
734057 | HK-KN43BK | Servomotor; HK-KN,series; 400W; Torque 1,3 Nm, max. 4,5 Nm; Brake; Keyway | SERVO MOTION | JET MOTOR | 1505
734059 | HK-KN7M3BK | Servomotor; HK-KN,series; 750W; Torque 2,4 Nm, max. 8,4 Nm; Brake; Keyway | SERVO MOTION | JET MOTOR | 1707
734061 | HK-KN134BK | Servomotor; HK-KN,series; 100W; Torque 0,32 Nm, max. 1,1 Nm; 400V; Brake; Keyway | SERVO MOTION | JET MOTOR | 1333
734065 | HK-KN234BK | Servomotor; HK-KN,series; 200W; Torque 0,64 Nm, max. 2,2 Nm; 400V; Brake; Keyway | SERVO MOTION | JET MOTOR | 1612
734066 | HK-KN434BK | Servomotor; HK-KN,series; 400W; Torque 1,3 Nm, max. 4,5 Nm; 400V; Brake; Keyway | SERVO MOTION | JET MOTOR | 1496
734068 | HK-KN7M34BK | Servomotor; HK-KN,series; 750W; Torque 2,4 Nm, max. 8,4 Nm; 400V; Brake; Keyway | SERVO MOTION | JET MOTOR | 1854
734069 | HK-KN1034BK | Servomotor; HK-KN,series; 1 kW; Torque 3,2 Nm, max. 11,1 Nm; 400V; Brake; Keyway | SERVO MOTION | JET MOTOR | 2083
734070 | HK-KN1534BK | Servomotor; HK-KN,series; 1,5 kW; Torque 4,8 Nm, max. 16,7Nm; 400V;Brake; Keyway | SERVO MOTION | JET MOTOR | 2404
734071 | HK-KN2034BK | Servomotor; HK-KN,series; 2,0 kW; Torque 6,4 Nm, max. 19,1Nm; 400V;Brake; Keyway | SERVO MOTION | JET MOTOR | 2822
734194 | HK-SN3534K | Servomotor; HK-SN,series; 3,5 kW; Torque 11,1Nm, max. torque 33,4Nm; 400V;Keyway | SERVO MOTION | JET MOTOR | 2172
734195 | HK-SN5034K | Servomotor; HK-SN,series; 5 kW; Torque 15,9 Nm, max. torque 47,7 Nm; 400V;Keyway | SERVO MOTION | JET MOTOR | 2864
734196 | HK-SN7034K | Servomotor; HK-SN,series; 7 kW; Torque 22,3 Nm, max. torque 60,2 Nm; 400V;Keyway | SERVO MOTION | JET MOTOR | 3328
734197 | HK-SN3534BK | Servomotor; HK-SN,series; 3,5 kW; Torque 11,1 Nm, max. 33,4 Nm;400V;Brake;Keyway | SERVO MOTION | JET MOTOR | 2717
734198 | HK-SN5034BK | Servomotor; HK-SN,series; 5 kW; Torque 15,9 Nm, max. 47,7 Nm; 400V;Brake;Keyway | SERVO MOTION | JET MOTOR | 3706
734199 | HK-SN7034BK | Servomotor; HK-SN,series; 7 kW; Torque 22,3 Nm, max. 60,2 Nm; 400V;Brake;Keyway | SERVO MOTION | JET MOTOR | 4594
492298 | MR-JET-10G-N1 | Digital AC-Servo Amplifier; MR-JET; Rated output 100 W; EtherCAT | SERVO MOTION | JET SÜRÜCÜ | 970
492299 | MR-JET-20G-N1 | Digital AC-Servo Amplifier; MR-JET; Rated output 200 W; EtherCAT | SERVO MOTION | JET SÜRÜCÜ | 1038
492300 | MR-JET-40G-N1 | Digital AC-Servo Amplifier; MR-JET; Rated output 400 W; EtherCAT | SERVO MOTION | JET SÜRÜCÜ | 666
492301 | MR-JET-70G-N1 | Digital AC-Servo Amplifier; MR-JET; Rated output 700 W; EtherCAT | SERVO MOTION | JET SÜRÜCÜ | 1028
492302 | MR-JET-100G-N1 | Digital AC-Servo Amplifier; MR-JET; Rated output 1 kW; EtherCAT | SERVO MOTION | JET SÜRÜCÜ | 1046
497761 | MR-JET-200G-N1 | Digital AC-Servo Amplifier; MR-JET; Rated output 2 kW; EtherCAT | SERVO MOTION | JET SÜRÜCÜ | 2477
497842 | MR-JET-300G-N1 | Digital AC-Servo Amplifier; MR-JET; Rated output 3 kW; EtherCAT | SERVO MOTION | JET SÜRÜCÜ | 2824
492293 | MR-JET-10G | Digital AC-Servo Amplifier; MR-JET; Rated output 100 W; CC-LinkIE TSN | SERVO MOTION | JET SÜRÜCÜ | 923
492294 | MR-JET-20G | Digital AC-Servo Amplifier; MR-JET; Rated output 200 W; CC-LinkIE TSN | SERVO MOTION | JET SÜRÜCÜ | 989
492295 | MR-JET-40G | Digital AC-Servo Amplifier; MR-JET; Rated output 400 W; CC-LinkIE TSN | SERVO MOTION | JET SÜRÜCÜ | 784
492296 | MR-JET-70G | Digital AC-Servo Amplifier; MR-JET; Rated output 700 W; CC-LinkIE TSN | SERVO MOTION | JET SÜRÜCÜ | 1115
492297 | MR-JET-100G | Digital AC-Servo Amplifier; MR-JET; Rated output 1 kW; CC-LinkIE TSN | SERVO MOTION | JET SÜRÜCÜ | 1123
497759 | MR-JET-200G | Digital AC-Servo Amplifier; MR-JET; Rated output 2 kW; CC-LinkIE TSN | SERVO MOTION | JET SÜRÜCÜ | 1130
497760 | MR-JET-300G | Digital AC-Servo Amplifier; MR-JET; Rated output 3 kW; CC-LinkIE TSN | SERVO MOTION | JET SÜRÜCÜ | 1622
733469 | MR-JET-60G4-HSN1 | Digital AC-Servo Amplifier; MR-JET; Rated output 600 W; 400V; Safety;EtherCAT | SERVO MOTION | JET SÜRÜCÜ | 1313
733470 | MR-JET-100G4-HSN1 | Digital AC-Servo Amplifier; MR-JET; Rated output 1 kW; 400V; Safety; EtherCAT | SERVO MOTION | JET SÜRÜCÜ | 1447
733471 | MR-JET-200G4-HSN1 | Digital AC-Servo Amplifier; MR-JET; Rated output 2 kW; 400V; Safety; EtherCAT | SERVO MOTION | JET SÜRÜCÜ | 1827
733472 | MR-JET-350G4-HSN1 | Digital AC-Servo Amplifier; MR-JET; Rated output 3,5kW; 400V; Safety;EtherCAT | SERVO MOTION | JET SÜRÜCÜ | 2132
733473 | MR-JET-500G4-HSN1 | Digital AC-Servo Amplifier; MR-JET; Rated output 5 kW; 400V; Safety; EtherCAT | SERVO MOTION | JET SÜRÜCÜ | 3982
733474 | MR-JET-700G4-HSN1 | Digital AC-Servo Amplifier; MR-JET; Rated output 7 kW; 400V; Safety; EtherCAT | SERVO MOTION | JET SÜRÜCÜ | 4251
733463 | MR-JET-60G4-HS | Digital AC-Servo Amplifier; MR-JET; Rated output 600 W; 400V; Safety | SERVO MOTION | JET SÜRÜCÜ | 1301
733464 | MR-JET-100G4-HS | Digital AC-Servo Amplifier; MR-JET; Rated output 1 kW; 400V; Safety | SERVO MOTION | JET SÜRÜCÜ | 1428
733465 | MR-JET-200G4-HS | Digital AC-Servo Amplifier; MR-JET; Rated output 2 kW; 400V; Safety | SERVO MOTION | JET SÜRÜCÜ | 1827
733466 | MR-JET-350G4-HS | Digital AC-Servo Amplifier; MR-JET; Rated output 3,5 kW; 400V; Safety | SERVO MOTION | JET SÜRÜCÜ | 2132
733467 | MR-JET-500G4-HS | Digital AC-Servo Amplifier; MR-JET; Rated output 5 kW; 400V; Safety | SERVO MOTION | JET SÜRÜCÜ | 3392
733468 | MR-JET-700G4-HS | Digital AC-Servo Amplifier; MR-JET; Rated output 7 kW; 400V; Safety | SERVO MOTION | JET SÜRÜCÜ | 4251
251540 | MR-CONFIGURATOR 2 | MELSERVO Setup Software for MR-JE/-J3/-J4/-J5, 1 Licence USB | SERVO MOTION | SOFTWARE | 157
593540 | MR-SWMG128-U | SWM78 Motion Control Software 128 axes USB Dongle license CC-Link IE TSN | SERVO MOTION | SOFTWARE | 7385
710261 | SW1DND-3DSIME-MEQ12 | MELSOFT Gemini Essentials Standalone (license + 1 year maintenance) | SIMULATION SOFTWARE | GEMINI | 31904
710259 | SW1DND-3DSIMR-MEQ12 | MELSOFT Gemini Professional Standalone (license + 1 year maintenance) | SIMULATION SOFTWARE | GEMINI | 56733
714299 | SW1DND-3DSIMM-MEQ12 | MELSOFT Gemini Premium Standalone + Annual maintenance agreement 1year | SIMULATION SOFTWARE | GEMINI | 92174
577674 | ICO GEN64-APP-75 | GENESIS64 Applikations-Server, 1 WEBHMI-DEVCAL und 75 On-Demand Tags | SCADA | GENESIS64 | 3590
580312 | ICO GEN64-APP-150 | GENESIS64 Application Server, 1 WEBHMI-DEVCAL, and 150 On-Demand Tags | SCADA | GENESIS64 | 4321
580313 | ICO GEN64-APP-500 | GENESIS64 Application Server, 1 WEBHMI-DEVCAL, and 500 On-Demand Tags | SCADA | GENESIS64 | 8343
580314 | ICO GEN64-APP-1500 | GENESIS64 Application Server, 1 WEBHMI-DEVCAL, and 1,500 On-Demand Tags | SCADA | GENESIS64 | 13826
580315 | ICO GEN64-APP-5000 | GENESIS64 Application Server, 1 WEBHMI-DEVCAL, and 5,000 On-Demand Tags | SCADA | GENESIS64 | 19230
580316 | ICO GEN64-APP-15000 | GENESIS64 Application Server, 1 WEBHMI-DEVCAL, and15,000 On-Demand Tags | SCADA | GENESIS64 | 24860
580317 | ICO GEN64-RT-75 | GENESIS64 Application Server, 1 WEBHMI-BRWSR, and 75 On-Demand Tags | SCADA | GENESIS64 | 2676
580318 | ICO GEN64-RT-150 | GENESIS64 Application Server, 1 WEBHMI-BRWSR, and 150 On-Demand Tags | SCADA | GENESIS64 | 3408
580319 | ICO GEN64-RT-500 | GENESIS64 Application Server, 1 WEBHMI-BRWSR, and 500 On-Demand Tags | SCADA | GENESIS64 | 7246
580320 | ICO GEN64-RT-1500 | GENESIS64 Application Server, 1 WEBHMI-BRWSR, and 1,500 On-Demand Tags | SCADA | GENESIS64 | 9988
580321 | ICO GEN64-RT-5000 | GENESIS64 Application Server, 1 WEBHMI-BRWSR, and 5,000 On-Demand Tags | SCADA | GENESIS64 | 15008
580322 | ICO GEN64-RT-15000 | GENESIS64 Application Server, 1 WEBHMI-BRWSR, and 15,000 On-Demand Tags | SCADA | GENESIS64 | 20637
580323 | ICO WEBHMI-BRWSR | 1 Advanced Client Station for Desktop or Web browser or Mobile App | SCADA | GENESIS64 | 2859
580325 | ICO WEBHMI-CAL | 1 Client Station as thin client for Web browser/Mobile App;single license server | SCADA | GENESIS64 | 1763
580327 | ICO MOBILEHMI-CLIENT | MobileHMI Client for 1 simultaneous App Client connection | SCADA | GENESIS64 | 849
580329 | ICO GEN64-HH-STD-75 | Hyper Historian Standard Edition with 75 Tags | SCADA | GENESIS64 | 2859
580330 | ICO GEN64-HH-STD-150 | Hyper Historian Standard Edition with 150 Tags | SCADA | GENESIS64 | 3773
580331 | ICO GEN64-HH-STD-500 | Hyper Historian Standard Edition with 500 Tags | SCADA | GENESIS64 | 7429
580332 | ICO GEN64-HH-STD-1500 | Hyper Historian Standard Edition with 1,500 Tags | SCADA | GENESIS64 | 14374
580333 | ICO GEN64-HH-STD-5000 | Hyper Historian Standard Edition with 5,000 Tags | SCADA | GENESIS64 | 25463
580334 | ICO GEN64-HH-STD-15000 | Hyper Historian Standard Edition with 15,000 Tags | SCADA | GENESIS64 | 39537
580335 | ICO REPORTWORX64-SVR | ReportWorX64 Server with 1 Actively Enabled Report, Platform Services, Workbench | SCADA | GENESIS64 | 849
580336 | ICO BRIDGEWORX64-SVR | BridgeWorX64 Server 1 Actively Enabled Transaction, Platform Services, Workbench | SCADA | GENESIS64 | 1763
588146 | ICO REPORTWORX64-LITE | ReportWorX64 Server; 5 Actively Enabled Reports, Platform Services and Workbench | SCADA | GENESIS64 | 4570
588200 | ICO UP15GEN64-APP-1500 | SupportWorX Standard for GENESIS64 Adv. Application Server with 1500 Tags | SCADA | GENESIS64 | 2074
588201 | ICO UP15WEBHMI-BRWSR | SupportWorX Standard for 1 Advanced Client Station for Desktop/Web browser/App | SCADA | GENESIS64 | 429
589140 | ICO WEBHMI-DEVCAL | 1 Development Client w. Advanced Client Station for Desktop/Web browser/Mob. App | SCADA | GENESIS64 | 5601
589141 | ICO WEBHMI-DEVCAL/5 | 5 Develop.Clients; Advanced Client Station Desktop/Web/App;single license server | SCADA | GENESIS64 | 18396
589173 | ICO UP15GEN64-APP-75 | SupportWorX Standard for GENESIS64 Adv. Application Server with 75 Tags | SCADA | GENESIS64 | 539
589174 | ICO UP15GEN64-APP-150 | SupportWorX Standard for GENESIS64 Adv. Application Server with 150 Tags | SCADA | GENESIS64 | 649
589175 | ICO UP15GEN64-APP-500 | SupportWorX Standard for GENESIS64 Adv. Application Server with 500 Tags | SCADA | GENESIS64 | 1252
589176 | ICO UP15GEN64-APP-5000 | SupportWorX Standard for GENESIS64 Adv. Application Server with 5000 Tags | SCADA | GENESIS64 | 2885
589177 | ICO UP15GEN64-APP-15000 | SupportWorX Standard for GENESIS64 Adv. Application Server with 15000 Tags | SCADA | GENESIS64 | 3729
589178 | ICO UP15GEN64-APP-50000 | SupportWorX Standard for GENESIS64 Adv. Application Server with 50000 Tags | SCADA | GENESIS64 | 5448
589179 | ICO UP15GEN64-APP-100000 | SupportWorX Standard for GENESIS64 Adv. Application Server with 100000 Tags | SCADA | GENESIS64 | 9068
589180 | ICO UP15GEN64-APP-250000 | SupportWorX Standard for GENESIS64 Adv. Application Server with 250000 Tags | SCADA | GENESIS64 | 23031
589181 | ICO UP15WEBHMI-DEVCAL | SupportWorX Standard;1 Develop.Client;Advanced Client Station;Desktop/Web/App | SCADA | GENESIS64 | 841
589182 | ICO UP15WEBHMI-DEVCAL/5 | SupportWorX Standard;5 Develop.Clients;Adv.Client Station;single license server | SCADA | GENESIS64 | 2760
589987 | ICO GEN64-APP-50000 | GENESIS64 Application Server, 1 WEBHMI-DEVCAL, and 50,000 On-Demand Tags | SCADA | GENESIS64 | 36320
589988 | ICO GEN64-APP-100000 | GENESIS64 Application Server, 1 WEBHMI-DEVCAL, and 100,000 On-Demand Tags | SCADA | GENESIS64 | 60447
589989 | ICO GEN64-APP-250000 | GENESIS64 Application Server, 1 WEBHMI-DEVCAL, and 250,000 On-Demand Tags | SCADA | GENESIS64 | 153538
589990 | ICO GEN64-APP-100TAG | 100 Tag Pack to add to GENESIS64 Advanced Application Server | SCADA | GENESIS64 | 914
589991 | ICO GEN64-APP-1000TAG | 1,000Tag Pack to add to GENESIS64 Advanced Application Server | SCADA | GENESIS64 | 5484
590039 | ICO UP15DGW-D20-SW-E | SupportWorX Standard;DeviceGateway on Docker;Soft. Key Lic;OPC UA server;Multi | SCADA | GENESIS64 | 623
590040 | ICO UP15DGW-D20-HW-E | SupportWorX Standard;DeviceGateway on Docker;Hard. Key Lic.;OPC UA server;Multi | SCADA | GENESIS64 | 623
590041 | ICO TRSITE-DAILY | On-Site Training Daily Rate for up to 6 students | SCADA | GENESIS64 | 3656
590042 | ICO GEN64-APP-5000TAG | 5,000 Tag Pack to add to GENESIS64 Advanced Application Server | SCADA | GENESIS64 | 16085
590043 | ICO GEN64-APP-R-75 | Two GEN64-APP-75 models for redundant application | SCADA | GENESIS64 | 5385
590044 | ICO GEN64-APP-R-150 | Two GEN64-APP-150 models for redundant application | SCADA | GENESIS64 | 6482
590045 | ICO GEN64-APP-R-500 | Two GEN64-APP-500 models for redundant application | SCADA | GENESIS64 | 12514
590046 | ICO GEN64-APP-R-1500 | Two GEN64-APP-1500 models for redundant application | SCADA | GENESIS64 | 20739
590047 | ICO GEN64-APP-R-5000 | Two GEN64-APP-5000 models for redundant application | SCADA | GENESIS64 | 28845
590048 | ICO GEN64-APP-R-15000 | Two GEN64-APP-15000 models for redundant application | SCADA | GENESIS64 | 37289
590049 | ICO GEN64-APP-R-50000 | Two GEN64-APP-50000 models for redundant application | SCADA | GENESIS64 | 54480
590050 | ICO GEN64-APP-R-100000 | Two GEN64-APP-100000 models for redundant application | SCADA | GENESIS64 | 90671
590051 | ICO GEN64-APP-R-250000 | Two GEN64-APP-250000 models for redundant application | SCADA | GENESIS64 | 230307
590052 | ICO GEN64-BASIC-75 | GENESIS64 BASIC Application Server;Development;Adv.Client;75 Configured-Tags | SCADA | GENESIS64 | 1214
590053 | ICO GEN64-BASIC-150 | GENESIS64 BASIC Application Server;Development;Adv.Client;150 Configured-Tags | SCADA | GENESIS64 | 1763
590054 | ICO GEN64-BASIC-500 | GENESIS64 BASIC Application Server;Development;Adv.Client;500 Configured-Tags | SCADA | GENESIS64 | 2676
590055 | ICO GEN64-BASIC-1500 | GENESIS64 BASIC Application Server;Development;Adv.Client;1,500 Configured-Tags | SCADA | GENESIS64 | 4870
590056 | ICO GEN64-BASIC-5000 | GENESIS64 BASIC Application Server;Development;Adv.Client;5,000 Configured-Tags | SCADA | GENESIS64 | 8372
590057 | ICO GEN64-BASIC-100TAG | 100 Tag Pack to add to a GENESIS64-BASIC-nnn Server License | SCADA | GENESIS64 | 366
590058 | ICO GEN64-BASIC-1000TAG | 1,000Tag Pack to add to a GENESIS64-BASIC-nnn Server License | SCADA | GENESIS64 | 2194
590059 | ICO GEN64-BASIC-5000TAG | 5,000 Tag Pack to add to a GENESIS64-BASIC-nnn Server License | SCADA | GENESIS64 | 7312
590060 | ICO ASSETNAV | Add-On AssetWorX Navigator functionality to GENESIS64-BASIC-nnn Server License | SCADA | GENESIS64 | 890
590061 | ICO DATASETS-VIEW-CLIENT | Add-On Dataset function. to GENESIS64-BASIC-nnn Server License;GridWorX Viewer | SCADA | GENESIS64 | 890
590062 | ICO ALERTWORX | Add-On AlertWorX functionality to GENESIS64-BASIC-nnn Server License | SCADA | GENESIS64 | 890
590063 | ICO WORKFLOW | Add-On Workflow functionality to GENESIS64-BASIC-nnn Server License | SCADA | GENESIS64 | 890
590064 | ICO SCHDLWX-SVR | Add-On ScheduleWorX64 Server & Viewer function.;GENESIS64-BASIC-nnn Server Lic. | SCADA | GENESIS64 | 890
590065 | ICO CAMERA CONTROL | Add-On Camera Control functionality to GENESIS64-BASIC-nnn Server License | SCADA | GENESIS64 | 1849
590066 | ICO ETHERNET/IP CONNECTOR | Add-on EtherNet/IP connectivity;Class 3 Devices;GENESIS64-BASIC-nnn Server Lic. | SCADA | GENESIS64 | 1465
590067 | ICO MODBUS CONNECTOR | Add-on Modbus IP connectivity to GENESIS64-BASIC-nnn Server License | SCADA | GENESIS64 | 890
590068 | ICO WEB SERVICES CONNECTOR | Add-on Web Services connectivity to GENESIS64-BASIC-nnn Server License | SCADA | GENESIS64 | 1465
590069 | ICO REPORTWORX64-SVR-BASIC | Add-On ReportWorX64 Server with 1 active Report to GENESIS64 Basic SCADA License | SCADA | GENESIS64 | 849
590070 | ICO IOTPUBLISHER | Add-On IoT Publishing;GENESIS64-BASIC-nnn Server License;MQTT;AMQP;JSON | SCADA | GENESIS64 | 1465
590071 | ICO SNMP CONNECTOR | Add-on SNMP connectivity to any GENESIS32 or GENESIS64 license | SCADA | GENESIS64 | 1465
590072 | ICO BACNET CONNECTOR | Add-on BACnet connectivity to any GENESIS32 or GENESIS64 license | SCADA | GENESIS64 | 1397
590073 | ICO CONNECTOR PAK | Add-On Connectivity Pack;BACnet;SNMP;EtherNet/IP;Modbus;Web Serv.;MQTT;AMQP;JSON | SCADA | GENESIS64 | 2808
590074 | ICO MOBILEHMI-SVR-A | Add-On MobileHMI Server with 2 MobileHMI Clients | SCADA | GENESIS64 | 2999
590075 | ICO UPBASIC-TO-APP-GEN64-75 | Upgrade of GEN64-BASIC-75 to GEN64-APP-75 | SCADA | GENESIS64 | 2493
590076 | ICO UPBASIC-TO-APP-GEN64-150 | Upgrade of GEN64-BASIC-150 to GEN64-APP-150 | SCADA | GENESIS64 | 2685
590077 | ICO UPBASIC-TO-APP-GEN64-500 | Upgrade of GEN64-BASIC-500 to GEN64-APP-500 | SCADA | GENESIS64 | 5945
590078 | ICO UPBASIC-TO-APP-GEN64-1500 | Upgrade of GEN64-BASIC-1500 to GEN64-APP-1500 | SCADA | GENESIS64 | 9396
590079 | ICO UPBASIC-TO-APP-GEN64-5000 | Upgrade of GEN64-BASIC-5000 to GEN64-APP-5000 | SCADA | GENESIS64 | 11313
590080 | ICO UPBASIC-TO-APP-GEN64-100TAG | Upgrade of GEN64-BASIC-100TAG to GEN64-APP-100TAG | SCADA | GENESIS64 | 576
590081 | ICO UPBASIC-TO-APP-GEN64-1000TAG | Upgrade of GEN64-BASIC-1000TAG to GEN64-APP-1000TAG | SCADA | GENESIS64 | 3452
590082 | ICO UPBASIC-TO-APP-GEN64-5000TAG | Upgrade of GEN64-BASIC-5000TAG to GEN64-APP-5000TAG | SCADA | GENESIS64 | 9204
590083 | ICO CFSWORX-G64-75 | CFSWORX Starter Kit;Workbench configuration environment;GEN64-APP-75 Server | SCADA | GENESIS64 | 5418
590084 | ICO CFSWORX | CFSWORX Add-on;unlimited Read-only MobileHMI Clients;GENESIS64 Advanced models | SCADA | GENESIS64 | 3590
590085 | ICO AWX64MMX-LITE | AlarmWorX64 Multimedia with E-mail and SMS | SCADA | GENESIS64 | 2115
590086 | ICO AWX64MMX-75 | AlarmWorX64 Multimedia with E-mail SMS, and AWX64-APP-75 | SCADA | GENESIS64 | 2773
590087 | ICO AWX64MMX-STD | AlarmWorX64 Multimedia;E-mail,SMS,popups,hard./software marquee,fax,speech,video | SCADA | GENESIS64 | 5405
590088 | ICO AWX64MMX-CAL | One distributable agent license that can be run on a remote machine | SCADA | GENESIS64 | 1018
590089 | ICO AWX64MMX-ENT | AlarmWorX64 Multimedia Enterprise Edition;E-mail,SMS,phone,25 distribut. agents | SCADA | GENESIS64 | 27339
590090 | ICO AWX64MMX-PHONE | Add-on AlarmWorX64 Multimedia includes phone agent and one distributable agent | SCADA | GENESIS64 | 7598
590091 | ICO GEN64-DLIC | GENESIS64 distributable license option | SCADA | GENESIS64 | 1031
590092 | ICO GEN64-DLIC-R | GENESIS64 distributable redundant license option | SCADA | GENESIS64 | 1945
590093 | ICO GEN64-RT-50000 | GENESIS64 Advanced Application Server; 1 WEBHMI-BRWSR; 50 000 On-Demand Tags | SCADA | GENESIS64 | 30288
590094 | ICO GEN64-RT-100000 | GENESIS64 Advanced Application Server; 1 WEBHMI-BRWSR; 100 000 On-Demand Tags | SCADA | GENESIS64 | 54415
590095 | ICO GEN64-RT-250000 | GENESIS64 Advanced Application Server; 1 WEBHMI-BRWSR; 250 000 On-Demand Tags | SCADA | GENESIS64 | 147506
590096 | ICO WEBHMI-BRWSR/5 | 5 Adv. Client Stations for Desktop/Web browser/Mobile App;single license server | SCADA | GENESIS64 | 9257
590104 | ICO WEBHMI-BRWSR-R | Pair of Adv. Client Stations;redundant GENESIS64 Application Server licensing | SCADA | GENESIS64 | 4504
590105 | ICO WEBHMI-BRWSR-R/5 | 5 Pairs;Adv. Client Stations;redundant GENESIS64 Application Server licensing | SCADA | GENESIS64 | 11084
590109 | ICO WEBHMI-CAL/5 | 5 Client Stations (thin client);Web browser/Mobile App;single license server | SCADA | GENESIS64 | 7063
590113 | ICO WEBHMI-CAL-R | Pair of Client Station (thin client) for Web browser for redundancy licensing | SCADA | GENESIS64 | 2128
590114 | ICO WEBHMI-CAL-R/5 | 5 Pairs;Client Stations(thin);Web browser;redundancy lic.; single lic. server | SCADA | GENESIS64 | 8525
590118 | ICO MOBILEHMI-CLIENT/5 | MobileHMI Client;5 simultaneous App Client connections;mobile/AR devices/KPIWorX | SCADA | GENESIS64 | 3408
590119 | ICO MOBILEHMI-CLIENT/25 | MobileHMI Client;25 simultaneous App Client connect.;mobile/AR devices/KPIWorX | SCADA | GENESIS64 | 12729
590120 | ICO MOBILEHMI-CLIENT/100 | MobileHMI Client;100 simultaneous App Client connect.;mobile/AR devices/KPIWorX | SCADA | GENESIS64 | 34115
590121 | ICO MOBILEHMI-CLIENT/500 | MobileHMI Client;500 simultaneous App Client connect.;mobile/AR devices/KPIWorX | SCADA | GENESIS64 | 110883
590122 | ICO GEN64-HH-STD-50000 | Hyper Historian Standard Edition with 50,000 Tags | SCADA | GENESIS64 | 65273
590123 | ICO GEN64-HH-STD-100000 | Hyper Historian Standard Edition with 100,000 Tags | SCADA | GENESIS64 | 100458
590124 | ICO GEN64-HH-STD-250000 | Hyper Historian Standard Edition with 250,000 Tags | SCADA | GENESIS64 | 199983
590125 | ICO GEN64-HH-STD-500000 | Hyper Historian Standard Edition with 500,000 Tags | SCADA | GENESIS64 | 384155
590126 | ICO GEN64-HH-STD-1000000 | Hyper Historian Standard Edition with 1,000,000 Tags | SCADA | GENESIS64 | 731989
590127 | ICO GEN64-HH-STD-100TAG | 100 HH-STD Tags to add to Hyper Historian Server Standard Edition Server license | SCADA | GENESIS64 | 1280
590128 | ICO GEN64-HH-STD-1000TAG | 1,000 HH-STD Tags to add to Hyper Hystorian Server Standard Edition Server lic. | SCADA | GENESIS64 | 6946
590129 | ICO GEN64-HH-STD-5000TAG | 5,000 HH-STD Tags to add to Hyper Hystorian Server Standard Edition Server lic. | SCADA | GENESIS64 | 24128
590130 | ICO GEN64-HH-ENT-75 | Hyper Historian Enterprise Edition with 75 HH Tags and 2 Remote Collectors | SCADA | GENESIS64 | 4504
590131 | ICO GEN64-HH-ENT-150 | Hyper Historian Enterprise Edition with 150 HH Tags and 2 Remote Collectors | SCADA | GENESIS64 | 5966
590132 | ICO GEN64-HH-ENT-500 | Hyper Historian Enterprise Edition with 500 HH Tags and 2 Remote Collectors | SCADA | GENESIS64 | 11816
590133 | ICO GEN64-HH-ENT-1500 | Hyper Historian Enterprise Edition with 1,500 HH Tags and 2 Remote Collectors | SCADA | GENESIS64 | 18396
590134 | ICO GEN64-HH-ENT-5000 | Hyper Historian Enterprise Edition with 5,000 HH Tags and 2 Remote Collectors | SCADA | GENESIS64 | 31294
590135 | ICO GEN64-HH-ENT-15000 | Hyper Historian Enterprise Edition with 15,000 HH Tags and 2 Remote Collectors | SCADA | GENESIS64 | 48585
590136 | ICO GEN64-HH-ENT-50000 | Hyper Historian Enterprise Edition with 50,000 HH Tags and 2 Remote Collectors | SCADA | GENESIS64 | 80352
590137 | ICO GEN64-HH-ENT-100000 | Hyper Historian Enterprise Edition with 100,000 HH Tags and 2 Remote Collectors | SCADA | GENESIS64 | 137252
590138 | ICO GEN64-HH-ENT-250000 | Hyper Historian Enterprise Edition with 250,000 HH Tags and 2 Remote Collectors | SCADA | GENESIS64 | 259497
590139 | ICO GEN64-HH-ENT-500000 | Hyper Historian Enterprise Edition with 500,000 HH Tags and 2 Remote Collectors | SCADA | GENESIS64 | 462568
590140 | ICO GEN64-HH-ENT-1000000 | Hyper Historian Enterprise Edition with 1000,000 HH Tags and 2 Remote Collectors | SCADA | GENESIS64 | 797133
590141 | ICO GEN64-HH-ENT-100TAG | 100 HH-ENT Tag Pack to add to HH Server Enterprise Edition Server license | SCADA | GENESIS64 | 1828
590142 | ICO GEN64-HH-ENT-1000TAG | 1,000 HH-ENT Tag Pack to add to HH Server Enterprise Edition Server license | SCADA | GENESIS64 | 15537
590143 | ICO GEN64-HH-ENT-5000TAG | 5,000 HH-ENT Tag Pack to add to HH Server Enterprise Edition Server license | SCADA | GENESIS64 | 29154
590144 | ICO GEN64-HH-COLLECTOR | Collector Add-On | SCADA | GENESIS64 | 1397
590145 | ICO GEN64-HH-COLLECTOR-R | Collector Add-On for redundant Historian Servers | SCADA | GENESIS64 | 1763
590146 | ICO GEN64-HH-R-75 | 2 GEN64-HH-ENT-75 for redundant applications | SCADA | GENESIS64 | 5418
590147 | ICO GEN64-HH-R-150 | 2 GEN64-HH-ENT-150 for redundant applications | SCADA | GENESIS64 | 7063
590148 | ICO GEN64-HH-R-500 | 2 GEN64-HH-ENT-500 for redundant applications | SCADA | GENESIS64 | 14192
590149 | ICO GEN64-HH-R-1500 | 2 GEN64-HH-ENT-1500 for redundant applications | SCADA | GENESIS64 | 22051
590150 | ICO GEN64-HH-R-5000 | 2 GEN64-HH-ENT-5000 for redundant applications | SCADA | GENESIS64 | 37526
590151 | ICO GEN64-HH-R-15000 | 2 GEN64-HH-ENT-15000 for redundant applications | SCADA | GENESIS64 | 58236
590152 | ICO GEN64-HH-R-50000 | 2 GEN64-HH-ENT-50000 for redundant applications | SCADA | GENESIS64 | 96437
590153 | ICO GEN64-HH-R-100000 | 2 GEN64-HH-ENT-100000 for redundant applications | SCADA | GENESIS64 | 164597
590154 | ICO GEN64-HH-R-250000 | 2 GEN64-HH-ENT-250000 for redundant applications | SCADA | GENESIS64 | 311773
590155 | ICO GEN64-HH-R-500000 | 2 GEN64-HH-ENT-500000 for redundant applications | SCADA | GENESIS64 | 555056
590156 | ICO GEN64-HH-R-1000000 | 2 GEN64-HH-ENT-1000000 for redundant applications | SCADA | GENESIS64 | 956574
590158 | ICO AX-EA-5-G64-75 | Energy AnalytiX System for 5 meter assets with GENESIS64-APP-75 model | SCADA | GENESIS64 | 5418
590159 | ICO AX-EA-A | Energy AnalytiX Add-On to any GENESIS64-APP-nnn model | SCADA | GENESIS64 | 2128
590160 | ICO AX-EA-METER | 1 Energy AnalytiX meter asset | SCADA | GENESIS64 | 300
590161 | ICO AX-EA-METER/5 | 5 Energy AnalytiX meter assets | SCADA | GENESIS64 | 1214
590162 | ICO AX-EA-METER/25 | 25 Energy AnalytiX meter assets | SCADA | GENESIS64 | 4870
590163 | ICO AX-EA-METER/100 | 100 Energy AnalytiX meter assets | SCADA | GENESIS64 | 14009
590164 | ICO AX-EA-METER/500 | 500 Energy AnalytiX meter assets | SCADA | GENESIS64 | 45368
590165 | ICO AX-EA-METER/1500 | 1500 Energy AnalytiX meter assets | SCADA | GENESIS64 | 81559
590166 | ICO AX-EA-METER/5000 | 5000 Energy AnalytiX meter assets | SCADA | GENESIS64 | 120765
590167 | ICO AX-EA-METER/10000 | 10000 Energy AnalytiX meter assets | SCADA | GENESIS64 | 201190
590168 | ICO AX-FA-5-G64-75 | Facility AnalytiX 5 Assets;75 GENESIS64 Tags;5 HH Tags;1 Adv. Client;1 Report | SCADA | GENESIS64 | 6332
590169 | ICO AX-FA-A | Facility AnalytiX Add-On to GENESIS64;5 Facility AnalytiX Assets;5 HH Tags;1Rep. | SCADA | GENESIS64 | 3590
590170 | ICO AX-FA-ASSET | 1 Facility AnalytiX Asset with 10 GENESIS64 Tags; 1 Hyper Historian Tag | SCADA | GENESIS64 | 183
590171 | ICO AX-FA-ASSET/5 | 5 Facility AnalytiX Assets with 50 GENESIS64 Tags; 5 Hyper Historian Tags | SCADA | GENESIS64 | 666
590172 | ICO AX-FA-ASSET/25 | 25 Facility AnalytiX Assets with 250 GENESIS64 Tags; 25 Hyper Historian Tags | SCADA | GENESIS64 | 2676
590173 | ICO AX-FA-ASSET/100 | 100 Facility AnalytiX Assets with 1k GENESIS64 Tags; 100 Hyper Historian Tags | SCADA | GENESIS64 | 7246
590174 | ICO AX-FA-ASSET/500 | 500 Facility AnalytiX Assets with 5k GENESIS64 Tags; 500 Hyper Historian Tags | SCADA | GENESIS64 | 27272
590175 | ICO AX-FA-ASSET/1500 | 1,5k Facility AnalytiX Assets; 15k GENESIS64 Tags; 1,5k Hyper Historian Tags | SCADA | GENESIS64 | 81559
590176 | ICO AX-FA-ASSET/5000 | 5k Facility AnalytiX Assets; 50,k GENESIS64 Tags; 5k Hyper Historian Tags | SCADA | GENESIS64 | 201190
590177 | ICO AX-FA-ASSET/10000 | 10k Facility AnalytiX Assets;100k GENESIS64 Tags;10k Hyper Historian Tags | SCADA | GENESIS64 | 351985
590178 | ICO AX-FA-ASSET/25000 | 25k Facility AnalytiX Assets;250k GENESIS64 Tags;25k Hyper Historian Tags | SCADA | GENESIS64 | 703841
590179 | ICO AX-FA-ASSET/50000 | 50k Facility AnalytiX Assets;500k GENESIS64 Tags;50k Hyper Historian Tags | SCADA | GENESIS64 | 1005431
590180 | ICO AX-FA-ASSET/100000 | 100k Facility AnalytiX Assets;1000k GENESIS64 Tags;100k Hyper Historian Tags | SCADA | GENESIS64 | 1508082
590181 | ICO AX-FAX-5-G64-75 | Facility AnalytiX; Rules Library;5 Facility AnalytiX Assets;75 GENESIS64 Tags | SCADA | GENESIS64 | 3590
590182 | ICO AX-FAX-ASSET | 1 Facility AnalytiX Asset with 10 GENESIS64 Tags | SCADA | GENESIS64 | 91.4
590183 | ICO AX-FAX-ASSET/5 | 5 Facility AnalytiX Assets with 50 GENESIS64 Tags | SCADA | GENESIS64 | 483
590184 | ICO AX-FAX-ASSET/25 | 25 Facility AnalytiX Assets with 250 GENESIS64 Tags | SCADA | GENESIS64 | 1763
590185 | ICO AX-FAX-ASSET/100 | 100 Facility AnalytiX Assets with 1000 GENESIS64 Tags | SCADA | GENESIS64 | 5418
590186 | ICO AX-FAX-ASSET/500 | 500 Facility AnalytiX Assets with 5000 GENESIS64 Tags | SCADA | GENESIS64 | 14203
590187 | ICO AX-FAX-ASSET/1500 | 1500 Facility AnalytiX Assets;15k GENESIS64 Tags;Hyper Hist. Logger Extension | SCADA | GENESIS64 | 39537
590188 | ICO AX-FAX-ASSET/5000 | 5k Facility AnalytiX Assets;50k GENESIS64 Tags;Hyper Historian Logger Extension | SCADA | GENESIS64 | 150723
590189 | ICO AX-FAX-ASSET/10000 | 10k Facility AnalytiX Assets;100k GENESIS64 Tags;Hyper Hist. Logger Extension | SCADA | GENESIS64 | 275582
590190 | ICO AX-FAX-ASSET/25000 | 25k Facility AnalytiX Assets;250k GENESIS64 Tags;Hyper Hist. Logger Extension | SCADA | GENESIS64 | 558072
590191 | ICO AX-FAX-ASSET/50000 | 50k Facility AnalytiX Assets;500k GENESIS64 Tags;Hyper Hist. Logger Extension | SCADA | GENESIS64 | 637089
590192 | ICO AX-FAX-ASSET/100000 | 100k Facility AnalytiX Assets;1000k GENESIS64 Tags;Hyper Hist. Logger Extension | SCADA | GENESIS64 | 812413
590193 | ICO AX-QA-150 | Quality AnalytiX Server Stand-alone licensing; 150 GENESIS64 Tags; 150 HH Tags | SCADA | GENESIS64 | 5418
590194 | ICO AX-QA-A | Quality AnalytiX Add-on license to existing HH Standard/HH Enterprise license | SCADA | GENESIS64 | 4504
590195 | ICO REPORTWORX64-STD | ReportWorX64 Server; 25 Actively Enabled Reports; Platform Services; Workbench | SCADA | GENESIS64 | 22848
590196 | ICO REPORTWORX64-ENT | ReportWorX64 Server; 1000 Actively Enabled Reports, Platform Services; Workbench | SCADA | GENESIS64 | 70372
590197 | ICO REPORTWORX64-RPT/5 | License to add 5 Actively Enabled Reports to existing ReportWorX64 server lic. | SCADA | GENESIS64 | 4570
590198 | ICO REPORTWORX64-RPT/25 | License to add 25 Actively Enabled Reports to existing ReportWorX64 server lic. | SCADA | GENESIS64 | 22848
590199 | ICO REPORTWORX64-RPT/100 | License to add 100 Actively Enabled Reports to existing ReportWorX64 server lic. | SCADA | GENESIS64 | 50266
590200 | ICO REPORTWORX64-LITE-BASIC | ReportWorX64 Server; 5 Actively Enabled Reports for add-on to GEN64-BASIC-nnn | SCADA | GENESIS64 | 3656
590201 | ICO REPORTWORX64-RPT/5-BASIC | License to add 5 Actively Enabled Reports to ReportWorX64-xxx-BASIC server lic. | SCADA | GENESIS64 | 3656
590202 | ICO BRIDGEWORX64-LITE | BridgeWorX64 Server;5 Actively Enabled Transactions;Platform Services;Workbench | SCADA | GENESIS64 | 4570
590203 | ICO BRIDGEWORX64-STD | BridgeWorX64 Server;25 Actively Enabled Transactions;Platform Services;Workbench | SCADA | GENESIS64 | 22848
590204 | ICO BRIDGEWORX64-ENT | BridgeWorX64 Server;1000 Activ. Enabled Transactions;Platform Services;Workbench | SCADA | GENESIS64 | 70372
590205 | ICO BRIDGEWORX64-TRN/5 | License to add 5 Actively Enabled Transactions to BridgeWorX64 server license | SCADA | GENESIS64 | 4570
590206 | ICO BRIDGEWORX64-TRN/25 | License to add 25 Actively Enabled Transactions to BridgeWorX64 server license | SCADA | GENESIS64 | 22848
590207 | ICO BRIDGEWORX64-TRN/100 | License to add 100 Actively Enabled Transactions to BridgeWorX64 server license | SCADA | GENESIS64 | 50266
590208 | ICO BRIDGEWORX64-SVR-BASIC | BridgeWorX64 Server;1 Actively Enabled Transaction for add-on to GEN64-BASIC-nnn | SCADA | GENESIS64 | 890
590209 | ICO IOT-CV | IoTWorX Gateway Software;Communicator;Visualizer;FWX binary comms;5000 Tags | SCADA | GENESIS64 | 750
590210 | ICO IOT-CV/5 | 5 IoTWorX Gateway Software;Communicator;Visualizer;FWX binary comms;5000 Tags | SCADA | GENESIS64 | 3035
590211 | ICO IOT-CV/25 | 25 IoTWorX Gateway Software;Communicator;Visualizer;FWX binary comms;5000 Tags | SCADA | GENESIS64 | 11717
590212 | ICO IOT-CV/100 | 100 IoTWorX Gateway Software;Communicator;Visualizer;FWX binary comms;5000 Tags | SCADA | GENESIS64 | 35935
590213 | ICO IOT-CVCA | IoTWorX Gateway Software;Communicator;Visualizer;Collector;Analyzer;5000 Tags | SCADA | GENESIS64 | 1664
590214 | ICO IOT-CVCA/5 | 5 IoTWorX Gateway Software;Communicator;Visualizer;Collector;Analyzer;5000 Tags | SCADA | GENESIS64 | 6690
590215 | ICO IOT-CVCA/25 | 25 IoTWorX Gateway Software;Communicator;Visualizer;Collector;Analyzer;5000 Tags | SCADA | GENESIS64 | 26339
590216 | ICO IOT-CVCA/100 | 100 IoTWorX Gateway Software;Communicator;Visualizer;Collector;Analyzer;5000Tags | SCADA | GENESIS64 | 79803
590217 | ICO IOT-CVCA-JSON-500 | IoTWorX Gateway Software;Communicator;Visualizer;Collector;Analyzer;500 Tags | SCADA | GENESIS64 | 4406
590218 | ICO IOT-CVCA-JSON-500/5 | 5 IoTWorX Gateway Software;Communicator;Visualizer;Collector;Analyzer;500 Tags | SCADA | GENESIS64 | 17657
590219 | ICO IOT-CVCA-JSON-500/25 | 25 IoTWorX Gateway Software;Communicator;Visualizer;Collector;Analyzer;500 Tags | SCADA | GENESIS64 | 70207
590220 | ICO IOT-CVCA-JSON-500/100 | 100 IoTWorX Gateway Software;Communicator;Visualizer;Collector;Analyzer;500 Tags | SCADA | GENESIS64 | 211406
590221 | ICO IOT-CVCA-JSON-5000 | IoTWorX Gateway Software;Communicator;Visualizer;Collector;Analyzer;5000 Tags | SCADA | GENESIS64 | 8975
590222 | ICO IOT-CVCA-JSON-5000/5 | 5 IoTWorX Gateway Software;Communicator;Visualizer;Collector;Analyzer;5000 Tags | SCADA | GENESIS64 | 35935
590223 | ICO IOT-CVCA-JSON-5000/25 | 25 IoTWorX Gateway Software;Communicator;Visualizer;Collector;Analyzer;5000 Tags | SCADA | GENESIS64 | 143777
590224 | ICO IOT-CVCA-JSON-5000/100 | 100 IoTWorX Gateway Software;Communicator;Visualizer;Collector;Analyzer;5000Tags | SCADA | GENESIS64 | 431202
590225 | ICO MELCO FA CONNECTOR | Add-on connectivity to Mitsubishi Electric Factory Automation Equipment | SCADA | GENESIS64 | 849
712173 | ICO DXPV7PR-ICN | OPC Server Suite for Windows, Professional edition, Takebishi | SCADA | GENESIS64 | 5211
712174 | ICO DXPV7ML-ICN | OPC Server for Windows, Multi edition, Takebishi | SCADA | GENESIS64 | 3443
712175 | ICO DXPV7SG-ICN | OPC Server for Windows, Single edition, Takebishi | SCADA | GENESIS64 | 1815
590228 | ICO UP15DXPV6EP-ICN | SupportWorX Stand.;DxpSERVER V6 Enterprise OPC server;OPC UA server;Multi | SCADA | GENESIS64 | 517
590229 | ICO UP15DXPV6AD-ICN | SupportWorX Standard;DxpSERVER V6 Adv.OPC server;OPC UA server function;Single | SCADA | GENESIS64 | 377
590230 | ICO DGW-D20-SW-E | DeviceGateway on Docker;Software Key License Type;OPC UA server function;Multi | SCADA | GENESIS64 | 4149
590231 | ICO DGW-D20-HW-E | DeviceGateway on Docker;Hardware Key License Type;OPC UA server function;Multi | SCADA | GENESIS64 | 4149
590242 | ICO UPGEN64-RT-50000 | SupportWorX e-Care;GENESIS64 Adv.App.Server;1 WEBHMI-BRWSR;50,000 On-Demand Tags | SCADA | GENESIS64 | 3029
590243 | ICO UPGEN64-RT-100000 | SupportWorX e-Care;GENESIS64 Adv.App.Server;1WEBHMI-BRWSR;100,000 On-Demand Tags | SCADA | GENESIS64 | 5442
590244 | ICO UPGEN64-RT-250000 | SupportWorX e-Care;GENESIS64 Adv.App.Server;1WEBHMI-BRWSR;250,000 On-Demand Tags | SCADA | GENESIS64 | 14751
590245 | ICO UPGEN64-LT-75 | SupportWorX e-Care; GENESIS64 App. Server; 1 WEBHMI-BRWSR; 75 Configured Tags | SCADA | GENESIS64 | 140
590246 | ICO UPGEN64-LT-150 | SupportWorX e-Care; GENESIS64 App. Server; 1 WEBHMI-BRWSR; 150 Configured Tags | SCADA | GENESIS64 | 232
590247 | ICO UPGEN64-LT-500 | SupportWorX e-Care; GENESIS64 App. Server; 1 WEBHMI-BRWSR; 500 Configured Tags | SCADA | GENESIS64 | 323
590248 | ICO UPGEN64-LT-1500 | SupportWorX e-Care; GENESIS64 App. Server; 1 WEBHMI-BRWSR; 1,500 Configured Tags | SCADA | GENESIS64 | 524
590249 | ICO UPGEN64-LT-5000 | SupportWorX e-Care; GENESIS64 App. Server; 1 WEBHMI-BRWSR; 5,000 Configured Tags | SCADA | GENESIS64 | 717
590250 | ICO UPWEBHMI-DEVCAL | SupportWorX e-Care; 1 Develop.Client; Adv.Client Station; Desktop/Web/Mobile App | SCADA | GENESIS64 | 561
590251 | ICO UPWEBHMI-DEVCAL/5 | SupportWorX e-Care;5 Develop.Clients;Adv.Client Station;Desktop/Web/Mobile App | SCADA | GENESIS64 | 1840
590253 | ICO UPWEBHMI-BRWSR | SupportWorX e-Care; 1 Adv. Client Station; Desktop/Web browser/Mobile App | SCADA | GENESIS64 | 286
590254 | ICO UPWEBHMI-BRWSR/5 | SupportWorX e-Care;5 Adv.Client Stations;Desktop/Web/App;single license server | SCADA | GENESIS64 | 926
590263 | ICO UPWEBHMI-BRWSR-R | SupportWorX e-Care;1 Pair;Adv.Client Stat.;redundant GENESIS64 App.Server lic. | SCADA | GENESIS64 | 451
590264 | ICO UPWEBHMI-BRWSR-R/5 | SupportWorX e-Care;5 Pairs;Adv.Client Stat.;redundant GENESIS64 App.Server lic. | SCADA | GENESIS64 | 1109
590252 | ICO UPWEBHMI-DEVCAL/25 | SupportWorX e-Care;25 Develop.Clients;Adv.Client Station;Desktop/Web/Mobile App | SCADA | GENESIS64 | 6591
591091 | ICO UP20WEBHMI-CAL/25 | SupportWorX Premier; 25 thin Client Stations;Web/App;1 license server | SCADA | GENESIS64 | 4167
591013 | ICO UP15WEBHMI-CAL/25 | SupportWorX Standard;25 thin Client Stations;Web browser/App;1 licence server | SCADA | GENESIS64 | 3125
590268 | ICO UPWEBHMI-CAL | SupportWorX e-Care; 1 Client Station (thin client); Web browser/Mobile App | SCADA | GENESIS64 | 177
590269 | ICO UPWEBHMI-CAL/5 | SupportWorX e-Care;5 Client Stations (thin client); Web/App;single lic. server | SCADA | GENESIS64 | 707
591014 | ICO UP15WEBHMI-CAL/100 | SupportWorX Standard;100 thin Client Stations;Web browser/App;1 licence server | SCADA | GENESIS64 | 9368
590882 | ICO UP15WEBHMI-BRWSR/25 | SupportWorX Standard; 25 Advanced Client Stations; Desktop/Web browser/App | SCADA | GENESIS64 | 4112
590270 | ICO UPWEBHMI-CAL/25 | SupportWorX e-Care;25 Client Stations (thin client); Web/App;single lic.server | SCADA | GENESIS64 | 2084
590273 | ICO UPWEBHMI-CAL-R | SupportWorX e-Care; 1 Pair; Client Station (thin client); Web; redundancy lic. | SCADA | GENESIS64 | 213
590274 | ICO UPWEBHMI-CAL-R/5 | SupportWorX e-Care; 5 Pairs; Client Stations (thin client); Web; redundancy lic. | SCADA | GENESIS64 | 853
590883 | ICO UP15WEBHMI-BRWSR/100 | SupportWorX Standard; 100 Advanced Client Stations; Desktop/Web browser/App | SCADA | GENESIS64 | 12329
589183 | ICO UP15WEBHMI-DEVCAL/25 | SupportWorX Standard;25 Develop.Clients;Adv.Client Station;single license server | SCADA | GENESIS64 | 9887
591088 | ICO UP20WEBHMI-BRWSR-R/100 | SupportWorX Premier;100 Paar;Adv.Client Stat.;redundant GENESIS64 App.Serv.lic. | SCADA | GENESIS64 | 19729
590278 | ICO UPMOBILEHMI-CLIENT | SupportWorX e-Care; MobileHMI Client; 1 simultaneous App Client connection | SCADA | GENESIS64 | 84.9
590279 | ICO UPMOBILEHMI-CLIENT/5 | SupportWorX e-Care; MobileHMI Client; 5 simultaneous App Client connections | SCADA | GENESIS64 | 341
590280 | ICO UPMOBILEHMI-CLIENT/25 | SupportWorX e-Care; MobileHMI Client; 25 simultaneous App Client connections | SCADA | GENESIS64 | 1273
590281 | ICO UPMOBILEHMI-CLIENT/100 | SupportWorX e-Care; MobileHMI Client; 100 simultaneous App Client connections | SCADA | GENESIS64 | 3412
590282 | ICO UPMOBILEHMI-CLIENT/500 | SupportWorX e-Care; MobileHMI Client; 500 simultaneous App Client connections | SCADA | GENESIS64 | 11089
590283 | ICO UPGEN64-HH-STD-75 | SupportWorX e-Care; Hyper Historian Standard Edition; 75 HH Tags | SCADA | GENESIS64 | 286
590284 | ICO UPGEN64-HH-STD-150 | SupportWorX e-Care; Hyper Historian Standard Edition; 150 HH Tags | SCADA | GENESIS64 | 378
590285 | ICO UPGEN64-HH-STD-500 | SupportWorX e-Care; Hyper Historian Standard Edition; 500 HH Tags | SCADA | GENESIS64 | 743
590286 | ICO UPGEN64-HH-STD-1500 | SupportWorX e-Care; Hyper Historian Standard Edition; 1,500 HH Tags | SCADA | GENESIS64 | 1438
590287 | ICO UPGEN64-HH-STD-5000 | SupportWorX e-Care; Hyper Historian Standard Edition; 5,000 HH Tags | SCADA | GENESIS64 | 2547
590288 | ICO UPGEN64-HH-STD-15000 | SupportWorX e-Care; Hyper Historian Standard Edition; 15,000 HH Tags | SCADA | GENESIS64 | 3954
590289 | ICO UPGEN64-HH-STD-50000 | SupportWorX e-Care; Hyper Historian Standard Edition; 50,000 HH Tags | SCADA | GENESIS64 | 6528
590290 | ICO UPGEN64-HH-STD-100000 | SupportWorX e-Care; Hyper Historian Standard Edition; 100,000 HH Tags | SCADA | GENESIS64 | 10046
590291 | ICO UPGEN64-HH-STD-250000 | SupportWorX e-Care; Hyper Historian Standard Edition; 250,000 HH Tags | SCADA | GENESIS64 | 19999
590292 | ICO UPGEN64-HH-STD-500000 | SupportWorX e-Care; Hyper Historian Standard Edition; 500,000 HH Tags | SCADA | GENESIS64 | 38416
590293 | ICO UPGEN64-HH-STD-1000000 | SupportWorX e-Care; Hyper Historian Standard Edition; 1,000,000 HH Tags | SCADA | GENESIS64 | 73199
590294 | ICO UPGEN64-HH-STD-100TAG | SupportWorX e-Care;100 HH-STD; Hyper Hist. Server Standard Edition Server lic. | SCADA | GENESIS64 | 128
590295 | ICO UPGEN64-HH-STD-1000TAG | SupportWorX e-Care;1,000 HH-STD;Hyper Hist. Server Standard Edition Server lic. | SCADA | GENESIS64 | 695
590296 | ICO UPGEN64-HH-STD-5000TAG | SupportWorX e-Care;5,000 HH-STD;Hyper Hist. Server Standard Edition Server lic. | SCADA | GENESIS64 | 2413
590297 | ICO UPGEN64-HH-ENT-75 | SupportWorX e-Care;Hyper Hist. Enterprise Edit.;75 HH Tags;2 Remote Collectors | SCADA | GENESIS64 | 451
590298 | ICO UPGEN64-HH-ENT-150 | SupportWorX e-Care;Hyper Hist.Enterprise Edit.;150 HH Tags;2 Remote Collectors | SCADA | GENESIS64 | 597
590299 | ICO UPGEN64-HH-ENT-500 | SupportWorX e-Care;Hyper Hist.Enterprise Edit.;500 HH Tags;2 Remote Collectors | SCADA | GENESIS64 | 1182
590300 | ICO UPGEN64-HH-ENT-1500 | SupportWorX e-Care;Hyper Hist.Enterprise Edit.;1,5k HH Tags;2 Remote Collectors | SCADA | GENESIS64 | 1840
590301 | ICO UPGEN64-HH-ENT-5000 | SupportWorX e-Care;Hyper Hist.Enterprise Edit.;5k HH Tags;2 Remote Collectors | SCADA | GENESIS64 | 3130
590302 | ICO UPGEN64-HH-ENT-15000 | SupportWorX e-Care;Hyper Hist.Enterprise Edit.;15k HH Tags;2 Remote Collectors | SCADA | GENESIS64 | 4859
590303 | ICO UPGEN64-HH-ENT-50000 | SupportWorX e-Care;Hyper Hist.Enterprise Edit.;50k HH Tags;2 Remote Collectors | SCADA | GENESIS64 | 8036
590304 | ICO UPGEN64-HH-ENT-100000 | SupportWorX e-Care;Hyper Hist.Enterprise Edit.;100k HH Tags;2 Remote Collectors | SCADA | GENESIS64 | 13726
590305 | ICO UPGEN64-HH-ENT-250000 | SupportWorX e-Care;Hyper Hist.Enterprise Edit.;250k HH Tags;2 Remote Collectors | SCADA | GENESIS64 | 25950
590306 | ICO UPGEN64-HH-ENT-500000 | SupportWorX e-Care;Hyper Hist.Enterprise Edit.;500k HH Tags;2 Remote Collectors | SCADA | GENESIS64 | 46257
590307 | ICO UPGEN64-HH-ENT-1000000 | SupportWorX e-Care;Hyper Hist.Enterprise Edit.;1000k HH Tags;2Remote Collectors | SCADA | GENESIS64 | 79714
590308 | ICO UPGEN64-HH-ENT-100TAG | SupportWorX e-Care;100 HH-ENT;Hyper Hist. Server Enterprise Edition Server lic. | SCADA | GENESIS64 | 183
590309 | ICO UPGEN64-HH-ENT-1000TAG | SupportWorX e-Care;1000 HH-ENT;Hyper Hist. Server Enterprise Edition Server lic. | SCADA | GENESIS64 | 1554
590310 | ICO UPGEN64-HH-ENT-5000TAG | SupportWorX e-Care;5000 HH-ENT;Hyper Hist. Server Enterprise Edition Server lic. | SCADA | GENESIS64 | 2916
590311 | ICO UPGEN64-HH-COLLECTOR | SupportWorX e-Care; Collector Add-On | SCADA | GENESIS64 | 140
590312 | ICO UPGEN64-HH-COLLECTOR-R | SupportWorX e-Care; Collector Add-On; redundant Historian Servers | SCADA | GENESIS64 | 177
590313 | ICO UPGEN64-HH-R-75 | SupportWorX e-Care; 2 GEN64-HH-ENT-75; redundant applications | SCADA | GENESIS64 | 542
590314 | ICO UPGEN64-HH-R-150 | SupportWorX e-Care; 2 GEN64-HH-ENT-150; redundant applications | SCADA | GENESIS64 | 707
590315 | ICO UPGEN64-HH-R-500 | SupportWorX e-Care; 2 GEN64-HH-ENT-500; redundant applications | SCADA | GENESIS64 | 1420
590316 | ICO UPGEN64-HH-R-1500 | SupportWorX e-Care; 2 GEN64-HH-ENT-1500; redundant applications | SCADA | GENESIS64 | 2206
590317 | ICO UPGEN64-HH-R-5000 | SupportWorX e-Care; 2 GEN64-HH-ENT-5000; redundant applications | SCADA | GENESIS64 | 3753
590318 | ICO UPGEN64-HH-R-15000 | SupportWorX e-Care; 2 GEN64-HH-ENT-15000; redundant applications | SCADA | GENESIS64 | 5824
590319 | ICO UPGEN64-HH-R-50000 | SupportWorX e-Care; 2 GEN64-HH-ENT-50000; redundant applications | SCADA | GENESIS64 | 9644
590320 | ICO UPGEN64-HH-R-100000 | SupportWorX e-Care; 2 GEN64-HH-ENT-100000; redundant applications | SCADA | GENESIS64 | 16460
590321 | ICO UPGEN64-HH-R-250000 | SupportWorX e-Care; 2 GEN64-HH-ENT-250000; redundant applications | SCADA | GENESIS64 | 31178
590322 | ICO UPGEN64-HH-R-500000 | SupportWorX e-Care; 2 GEN64-HH-ENT-500000; redundant applications | SCADA | GENESIS64 | 55506
590323 | ICO UPGEN64-HH-R-1000000 | SupportWorX e-Care; 2 GEN64-HH-ENT-1000000; redundant applications | SCADA | GENESIS64 | 95658
590325 | ICO UPAX-EA-5-G64-75 | SupportWorX e-Care; Energy AnalytiX System | SCADA | GENESIS64 | 542
590326 | ICO UPAX-EA-A | SupportWorX e-Care; Energy AnalytiX Add-On to any GENESIS64-APP-nnn | SCADA | GENESIS64 | 213
590327 | ICO UPAX-EA-METER | SupportWorX e-Care; 1 Energy AnalytiX meter asset | SCADA | GENESIS64 | 30
590328 | ICO UPAX-EA-METER/5 | SupportWorX e-Care; 5 Energy AnalytiX meter assets | SCADA | GENESIS64 | 122
590329 | ICO UPAX-EA-METER/25 | SupportWorX e-Care; 25 Energy AnalytiX meter assets | SCADA | GENESIS64 | 487
590330 | ICO UPAX-EA-METER/100 | SupportWorX e-Care; 100 Energy AnalytiX meter assets | SCADA | GENESIS64 | 1401
590331 | ICO UPAX-EA-METER/500 | SupportWorX e-Care; 500 Energy AnalytiX meter assets | SCADA | GENESIS64 | 4537
590332 | ICO UPAX-EA-METER/1500 | SupportWorX e-Care; 1,500 Energy AnalytiX meter assets | SCADA | GENESIS64 | 8156
590333 | ICO UPAX-EA-METER/5000 | SupportWorX e-Care; 5,000 Energy AnalytiX meter assets | SCADA | GENESIS64 | 12077
590334 | ICO UPAX-EA-METER/10000 | SupportWorX e-Care; 10,000 Energy AnalytiX meter assets | SCADA | GENESIS64 | 20119
590335 | ICO UPAX-FA-5-G64-75 | SupportWorX e-Care;Facility AnalytiX; 5 Assets; 75 GENESIS64; 5 HH; 1 Adv.Client | SCADA | GENESIS64 | 634
590336 | ICO UPAX-FA-A | SupportWorX e-Care;Facility AnalytiX;GENESIS64;5 Facility AnalytiX Assets,5 HH | SCADA | GENESIS64 | 359
590337 | ICO UPAX-FA-ASSET | SupportWorX e-Care;1 Facility AnalytiX Asset;10 GENESIS64 Tags;1 Hyper Hist. Tag | SCADA | GENESIS64 | 18.3
590338 | ICO UPAX-FA-ASSET/5 | SupportWorX e-Care;5 Facility AnalytiX Assets;50 GENESIS64 Tags;5 HH Tags | SCADA | GENESIS64 | 66.6
590339 | ICO UPAX-FA-ASSET/25 | SupportWorX e-Care;25 Facility AnalytiX Assets;250 GENESIS64 Tags;25 HH Tags | SCADA | GENESIS64 | 268
590340 | ICO UPAX-FA-ASSET/100 | SupportWorX e-Care;100 Facility AnalytiX Assets;1k GENESIS64 Tags;100 HH Tags | SCADA | GENESIS64 | 725
590341 | ICO UPAX-FA-ASSET/500 | SupportWorX e-Care;500 Facility AnalytiX Assets;5k GENESIS64 Tags;500 HH Tags | SCADA | GENESIS64 | 2728
590342 | ICO UPAX-FA-ASSET/1500 | SupportWorX e-Care;1,5k Facility AnalytiX Assets;15k GENESIS64 Tags;1,5k HH Tags | SCADA | GENESIS64 | 8156
590343 | ICO UPAX-FA-ASSET/5000 | SupportWorX e-Care;5k Facility AnalytiX Assets;50k GENESIS64 Tags;5k HH Tags | SCADA | GENESIS64 | 20119
590344 | ICO UPAX-FA-ASSET/10000 | SupportWorX e-Care;10k FacilityAnalytiX Assets;100k GENESIS64 Tags;10k HH Tags | SCADA | GENESIS64 | 35199
590345 | ICO UPAX-FA-ASSET/25000 | SupportWorX e-Care;25k FacilityAnalytiX Assets;250k GENESIS64 Tags;25k HH Tags | SCADA | GENESIS64 | 70385
590346 | ICO UPAX-FA-ASSET/50000 | SupportWorX e-Care;50k FacilityAnalytiX Assets;500k GENESIS64 Tags;50k HH Tags | SCADA | GENESIS64 | 100544
590347 | ICO UPAX-FA-ASSET/100000 | SupportWorX e-Care;100k Fac.AnalytiX Assets;1000k GENESIS64 Tags;100k HH Tags | SCADA | GENESIS64 | 150809
590348 | ICO UPAX-FAX-5-G64-75 | SupportWorX e-Care; Facility AnalytiX;Rules Library;5 Facility AnalytiX Assets | SCADA | GENESIS64 | 359
590349 | ICO UPAX-FAX-ASSET | SupportWorX e-Care; 1 Facility AnalytiX Asset with 10 GENESIS64 Tags | SCADA | GENESIS64 | 9.2
590350 | ICO UPAX-FAX-ASSET/5 | SupportWorX e-Care; 5 Facility AnalytiX Assets with 50 GENESIS64 Tags | SCADA | GENESIS64 | 48.3
590351 | ICO UPAX-FAX-ASSET/25 | SupportWorX e-Care; 25 Facility AnalytiX Assets with 250 GENESIS64 Tags | SCADA | GENESIS64 | 177
590352 | ICO UPAX-FAX-ASSET/100 | SupportWorX e-Care; 100 Facility AnalytiX Assets with 1,000 GENESIS64 Tags | SCADA | GENESIS64 | 542
590353 | ICO UPAX-FAX-ASSET/500 | SupportWorX e-Care; 500 Facility AnalytiX Assets with 5,000 GENESIS64 Tags | SCADA | GENESIS64 | 1421
590354 | ICO UPAX-FAX-ASSET/1500 | SupportWorX e-Care;1,5k Fac. AnalytiX Assets;15k GENESIS64 Tags;HH Logger Ext. | SCADA | GENESIS64 | 3954
590355 | ICO UPAX-FAX-ASSET/5000 | SupportWorX e-Care;5k Facility AnalytiX Assets;50k GENESIS64 Tags;HH Logger Ext. | SCADA | GENESIS64 | 15073
590356 | ICO UPAX-FAX-ASSET/10000 | SupportWorX e-Care;10k Fac. AnalytiX Assets;100k GENESIS64 Tags;HH Logger Ext. | SCADA | GENESIS64 | 27559
590357 | ICO UPAX-FAX-ASSET/25000 | SupportWorX e-Care;25k Fac. AnalytiX Assets;250k GENESIS64 Tags;HH Logger Ext. | SCADA | GENESIS64 | 55808
590358 | ICO UPAX-FAX-ASSET/50000 | SupportWorX e-Care;50k Fac. AnalytiX Assets;500k GENESIS64 Tags;HH Logger Ext. | SCADA | GENESIS64 | 63709
590359 | ICO UPAX-FAX-ASSET/100000 | SupportWorX e-Care;100k Fac. AnalytiX Assets;1000k GENESIS64 Tags;HH Logger Ext. | SCADA | GENESIS64 | 81242
590360 | ICO UPAX-QA-150 | SupportWorX e-Care;Quality AnalytiX Server Stand-alone lic.;150 GENESIS64 Tags | SCADA | GENESIS64 | 542
590361 | ICO UPAX-QA-A | SupportWorX e-Care;Quality AnalytiX Add-on lic.;Hyper Hist.Stand./Enterprise | SCADA | GENESIS64 | 451
590362 | ICO UPREPORTWORX64-SVR | SupportWorX e-Care;ReportWorX64 Server;1 Activ.Enabled Report;Platform Services | SCADA | GENESIS64 | 84.9
590363 | ICO UPREPORTWORX64-LITE | SupportWorX e-Care;ReportWorX64 Server;5 Activ.Enabled Reports;Platform Services | SCADA | GENESIS64 | 457
590364 | ICO UPREPORTWORX64-STD | SupportWorX e-Care;ReportWorX64 Server;25Activ.Enabled Reports;Platform Services | SCADA | GENESIS64 | 2285
590365 | ICO UP15GEN64-APP-R-75 | SupportWorX Standard for Two GEN64-APP-75 models for redundant application | SCADA | GENESIS64 | 808
590366 | ICO UP15GEN64-APP-R-150 | SupportWorX Standard for Two GEN64-APP-150 models for redundant application | SCADA | GENESIS64 | 973
590367 | ICO UP15GEN64-APP-R-500 | SupportWorX Standard for Two GEN64-APP-500 models for redundant application | SCADA | GENESIS64 | 1877
590368 | ICO UP15GEN64-APP-R-1500 | SupportWorX Standard for Two GEN64-APP-1500 models for redundant application | SCADA | GENESIS64 | 3111
590369 | ICO UP15GEN64-APP-R-5000 | SupportWorX Standard for Two GEN64-APP-5000 models for redundant application | SCADA | GENESIS64 | 4327
590370 | ICO UP15GEN64-APP-R-15000 | SupportWorX Standard for Two GEN64-APP-15000 models for redundant application | SCADA | GENESIS64 | 5594
590371 | ICO UP15GEN64-APP-R-50000 | SupportWorX Standard for Two GEN64-APP-50000 models for redundant application | SCADA | GENESIS64 | 8172
590372 | ICO UP15GEN64-APP-R-100000 | SupportWorX Standard for Two GEN64-APP-100000 models for redundant application | SCADA | GENESIS64 | 13601
590373 | ICO UP15GEN64-APP-R-250000 | SupportWorX Standard for Two GEN64-APP-250000 models for redundant application | SCADA | GENESIS64 | 34546
590374 | ICO UP15MOBILEHMI-SVR-A | SupportWorX Standard for Add-On MobileHMI Server with 2 MobileHMI Clients | SCADA | GENESIS64 | 450
590375 | ICO UP15BRIDGEWORX64-SVR | SupportWorX Standard for Add-on BridgeWorX64 Server with 1 active Transaction | SCADA | GENESIS64 | 265
590376 | ICO UP15UPBASIC-TO-APP-GEN64-75 | SupportWorX Standard for Upgrade of GEN64-BASIC-75 to GEN64-APP-75 | SCADA | GENESIS64 | 374
590377 | ICO UP15UPBASIC-TO-APP-GEN64-150 | SupportWorX Standard for Upgrade of GEN64-BASIC-150 to GEN64-APP-150 | SCADA | GENESIS64 | 403
590378 | ICO UP15UPBASIC-TO-APP-GEN64-500 | SupportWorX Standard for Upgrade of GEN64-BASIC-500 to GEN64-APP-500 | SCADA | GENESIS64 | 892
590379 | ICO UP15UPBASIC-TO-APP-GEN64-1500 | SupportWorX Standard for Upgrade of GEN64-BASIC-1500 to GEN64-APP-1500 | SCADA | GENESIS64 | 1410
590380 | ICO UP15UPBASIC-TO-APP-GEN64-5000 | SupportWorX Standard for Upgrade of GEN64-BASIC-5000 to GEN64-APP-5000 | SCADA | GENESIS64 | 1697
590381 | ICO UP15UPBASIC-TO-APP-GEN64-100TAG | SupportWorX Standard for Upgrade of GEN64-BASIC-100TAG to GEN64-APP-100TAG | SCADA | GENESIS64 | 86.3
590382 | ICO UP15UPBASIC-TO-APP-GEN64-1000TAG | SupportWorX Standard for Upgrade of GEN64-BASIC-1000TAG to GEN64-APP-1000TAG | SCADA | GENESIS64 | 518
590383 | ICO UP15UPBASIC-TO-APP-GEN64-5000TAG | SupportWorX Standard for Upgrade of GEN64-BASIC-5000TAG to GEN64-APP-5000TAG | SCADA | GENESIS64 | 1381
590384 | ICO UP15GEN64-HH-STD-75 | SupportWorX Standard;Hyper Historian Standard Edition;75 HH Tags | SCADA | GENESIS64 | 429
590385 | ICO UP15GEN64-HH-STD-150 | SupportWorX Standard;Hyper Historian Standard Edition;150 HH Tags | SCADA | GENESIS64 | 566
590386 | ICO UP15GEN64-HH-STD-500 | SupportWorX Standard;Hyper Historian Standard Edition;500 HH Tags | SCADA | GENESIS64 | 1115
590387 | ICO UP15GEN64-HH-STD-1500 | SupportWorX Standard;Hyper Historian Standard Edition;1,5k HH Tags | SCADA | GENESIS64 | 2157
590388 | ICO UP15GEN64-HH-STD-5000 | SupportWorX Standard;Hyper Historian Standard Edition;5k HH Tags | SCADA | GENESIS64 | 3820
590389 | ICO UP15GEN64-HH-STD-15000 | SupportWorX Standard;Hyper Historian Standard Edition;15k HH Tags | SCADA | GENESIS64 | 5931
590390 | ICO UP15GEN64-HH-STD-50000 | SupportWorX Standard;Hyper Historian Standard Edition;50k HH Tags | SCADA | GENESIS64 | 9791
590391 | ICO UP15GEN64-HH-STD-100000 | SupportWorX Standard;Hyper Historian Standard Edition;100k HH Tags | SCADA | GENESIS64 | 15069
590392 | ICO UP15GEN64-HH-STD-250000 | SupportWorX Standard;Hyper Historian Standard Edition;250k HH Tags | SCADA | GENESIS64 | 29998
590393 | ICO UP15GEN64-HH-STD-500000 | SupportWorX Standard;Hyper Historian Standard Edition;500k HH Tags | SCADA | GENESIS64 | 57624
590394 | ICO UP15GEN64-HH-STD-1000000 | SupportWorX Standard;Hyper Historian Standard Edition;1000k HH Tags | SCADA | GENESIS64 | 109799
590395 | ICO UP15GEN64-HH-STD-100TAG | SupportWorX Standard;100 HH-STD;Hyper Hist. Server Standard Edition Server lic. | SCADA | GENESIS64 | 192
590396 | ICO UP15GEN64-HH-STD-1000TAG | SupportWorX Standard;1000 HH-STD;Hyper Hist. Server Standard Edition Server lic. | SCADA | GENESIS64 | 1042
590397 | ICO UP15GEN64-HH-STD-5000TAG | SupportWorX Standard;5000 HH-STD;Hyper Hist. Server Standard Edition Server lic. | SCADA | GENESIS64 | 3620
590398 | ICO UP15GEN64-HH-ENT-75 | SupportWorX Stand.;Hyper Hist.Enterprise Edit.;75 HH Tags;2 Remote Collectors | SCADA | GENESIS64 | 676
590399 | ICO UP15GEN64-HH-ENT-150 | SupportWorX Stand.;Hyper Hist.Enterprise Edit.;150 HH Tags;2 Remote Collectors | SCADA | GENESIS64 | 895
590400 | ICO UP15GEN64-HH-ENT-500 | SupportWorX Stand.;Hyper Hist.Enterprise Edit.;500 HH Tags;2 Remote Collectors | SCADA | GENESIS64 | 1773
590401 | ICO UP15GEN64-HH-ENT-1500 | SupportWorX Stand.;Hyper Hist.Enterprise Edit.;1500 HH Tags;2 Remote Collectors | SCADA | GENESIS64 | 2760
590402 | ICO UP15GEN64-HH-ENT-5000 | SupportWorX Stand.;Hyper Hist.Enterprise Edit.;5k HH Tags;2 Remote Collectors | SCADA | GENESIS64 | 4694
590403 | ICO UP15GEN64-HH-ENT-15000 | SupportWorX Stand.;Hyper Hist.Enterprise Edit.;15, HH Tags;2 Remote Collectors | SCADA | GENESIS64 | 7288
590404 | ICO UP15GEN64-HH-ENT-50000 | SupportWorX Stand.;Hyper Hist.Enterprise Edit.;50k HH Tags;2 Remote Collectors | SCADA | GENESIS64 | 12053
590405 | ICO UP15GEN64-HH-ENT-100000 | SupportWorX Stand.;Hyper Hist.Enterprise Edit.;100k HH Tags;2 Remote Collectors | SCADA | GENESIS64 | 20588
590406 | ICO UP15GEN64-HH-ENT-250000 | SupportWorX Stand.;Hyper Hist.Enterprise Edit.;250k HH Tags;2 Remote Collectors | SCADA | GENESIS64 | 38925
590407 | ICO UP15GEN64-HH-ENT-500000 | SupportWorX Stand.;Hyper Hist.Enterprise Edit.;500k HH Tags;2 Remote Collectors | SCADA | GENESIS64 | 69386
590408 | ICO UP15GEN64-HH-ENT-1000000 | SupportWorX Stand.;Hyper Hist.Enterprise Edit.;1000k HH Tags;2 Remote Collectors | SCADA | GENESIS64 | 119570
590409 | ICO UP15GEN64-HH-ENT-100TAG | SupportWorX Stand.;100HH-ENT;Hyper Hist. Server Enterprise Edition Server lic. | SCADA | GENESIS64 | 275
590410 | ICO UP15GEN64-HH-ENT-1000TAG | SupportWorX Stand.;1k HH-ENT;Hyper Hist. Server Enterprise Edition Server lic. | SCADA | GENESIS64 | 2331
590411 | ICO UP15GEN64-HH-ENT-5000TAG | SupportWorX Stand.;5k HH-ENT;Hyper Hist. Server Enterprise Edition Server lic. | SCADA | GENESIS64 | 4374
590412 | ICO UP15GEN64-HH-COLLECTOR | SupportWorX Standard for Collector Add-On | SCADA | GENESIS64 | 210
590413 | ICO UP15GEN64-HH-COLLECTOR-R | SupportWorX Standard for Collector Add-On for redundant Historian Servers | SCADA | GENESIS64 | 265
590414 | ICO UP15GEN64-HH-R-75 | SupportWorX Standard for 2 GEN64-HH-ENT-75 for redundant applications | SCADA | GENESIS64 | 813
590415 | ICO UP15GEN64-HH-R-150 | SupportWorX Standard for 2 GEN64-HH-ENT-150 for redundant applications | SCADA | GENESIS64 | 1060
590416 | ICO UP15GEN64-HH-R-500 | SupportWorX Standard for 2 GEN64-HH-ENT-500 for redundant applications | SCADA | GENESIS64 | 2129
590417 | ICO UP15GEN64-HH-R-1500 | SupportWorX Standard for 2 GEN64-HH-ENT-1500 for redundant applications | SCADA | GENESIS64 | 3308
590418 | ICO UP15GEN64-HH-R-5000 | SupportWorX Standard for 2 GEN64-HH-ENT-5000 for redundant applications | SCADA | GENESIS64 | 5629
590419 | ICO UP15GEN64-HH-R-15000 | SupportWorX Standard for 2 GEN64-HH-ENT-15000 for redundant applications | SCADA | GENESIS64 | 8736
590420 | ICO UP15GEN64-HH-R-50000 | SupportWorX Standard for 2 GEN64-HH-ENT-50000 for redundant applications | SCADA | GENESIS64 | 14466
590421 | ICO UP15GEN64-HH-R-100000 | SupportWorX Standard for 2 GEN64-HH-ENT-100000 for redundant applications | SCADA | GENESIS64 | 24690
590422 | ICO UP15GEN64-HH-R-250000 | SupportWorX Standard for 2 GEN64-HH-ENT-250000 for redundant applications | SCADA | GENESIS64 | 46766
590423 | ICO UP15GEN64-HH-R-500000 | SupportWorX Standard for 2 GEN64-HH-ENT-500000 for redundant applications | SCADA | GENESIS64 | 83259
590424 | ICO UP15GEN64-HH-R-1000000 | SupportWorX Standard for 2 GEN64-HH-ENT-1000000 for redundant applications | SCADA | GENESIS64 | 143486
590426 | ICO UP15AX-EA-METER | SupportWorX Standard for One (1) Energy AnalytiX meter asset | SCADA | GENESIS64 | 45
590427 | ICO UP15AX-EA-METER/5 | SupportWorX Standard for Five (5) Energy AnalytiX meter assets | SCADA | GENESIS64 | 183
590428 | ICO UP15AX-EA-METER/25 | SupportWorX Standard for Twenty-Five (25) Energy AnalytiX meter assets | SCADA | GENESIS64 | 731
590429 | ICO UP15AX-EA-METER/100 | SupportWorX Standard for 100 Energy AnalytiX meter assets | SCADA | GENESIS64 | 2102
590430 | ICO UP15AX-EA-METER/500 | SupportWorX Standard for 500 Energy AnalytiX meter assets | SCADA | GENESIS64 | 6806
590431 | ICO UP15AX-EA-METER/1500 | SupportWorX Standard for 1500 Energy AnalytiX meter assets | SCADA | GENESIS64 | 12234
590432 | ICO UP15AX-EA-METER/5000 | SupportWorX Standard for 5000 Energy AnalytiX meter assets | SCADA | GENESIS64 | 18115
590433 | ICO UP15AX-EA-METER/10000 | SupportWorX Standard for 10000 Energy AnalytiX meter assets | SCADA | GENESIS64 | 30179
590434 | ICO UP15AX-FA-5-G64-75 | SupportWorX Standard;Facility AnalytiX;5 Assets, 75 GENESIS64 Tags, 5 HH Tags | SCADA | GENESIS64 | 950
590435 | ICO UP15AX-FA-A | SupportWorX Stand.;Facility AnalytiX Add-On to GENESIS64;5 Fac. AnalytiX Assets | SCADA | GENESIS64 | 539
590436 | ICO UP15AX-FA-ASSET | SupportWorX Standard;1 Facility AnalytiX Asset;10 GENESIS64 Tags;1 HH Tag | SCADA | GENESIS64 | 27.5
590437 | ICO UP15AX-FA-ASSET/5 | SupportWorX Standard;5 Facility AnalytiX Assets;50 GENESIS64 Tags;5 HH Tags | SCADA | GENESIS64 | 99.8
590438 | ICO UP15AX-FA-ASSET/25 | SupportWorX Standard;25 Facility AnalytiX Assets;250 GENESIS64 Tags;25 HH Tags | SCADA | GENESIS64 | 402
590439 | ICO UP15AX-FA-ASSET/100 | SupportWorX Stand.;100 Facility AnalytiX Assets;1k GENESIS64 Tags;100 HH Tags | SCADA | GENESIS64 | 1087
590440 | ICO UP15AX-FA-ASSET/500 | SupportWorX Stand.;500 Facility AnalytiX Assets;5k GENESIS64 Tags;500 HH Tags | SCADA | GENESIS64 | 4091
590441 | ICO UP15AX-FA-ASSET/1500 | SupportWorX Stand.;1500 Facility AnalytiX Assets;15k GENESIS64 Tags;1500 HH Tags | SCADA | GENESIS64 | 12234
590462 | ICO TR-PKG-201 | 2 day instructor-led training class; on-premise/virtual; for GENESIS64 products | SCADA | GENESIS64 | 1819
590463 | ICO TR-PKG-301 | 3 day instructor-led training class; on-premise/virtual; for GENESIS64 products | SCADA | GENESIS64 | 2733
590464 | ICO TR-PKG-501 | 5 day instructor-led training class; on-premise/virtual; for GENESIS64 products | SCADA | GENESIS64 | 4013
590465 | ICO TR-PKG-508 | Systems Integrator Gear-Up training; on-premise/virtual; for GENESIS64 products | SCADA | GENESIS64 | 4013
590466 | ICO TR-HW-AVM | One Azure VM provided by ICONICS for virtual training classes, up to 5 days | SCADA | GENESIS64 | 91.4
590467 | ICO TR-PKG-505 | 5 day instructor-led training class, on-premise/virtual; for GENESIS32 products | SCADA | GENESIS64 | 4013
590468 | ICO UPGEN64-APP-75 | SupportWorX e-Care; GENESIS64 Advanced Application Server; 75 On-Demand Tags | SCADA | GENESIS64 | 359
590469 | ICO UPGEN64-APP-150 | SupportWorX e-Care; GENESIS64 Advanced Application Server; 150 On-Demand Tags | SCADA | GENESIS64 | 433
590470 | ICO UPGEN64-APP-500 | SupportWorX e-Care; GENESIS64 Advanced Application Server; 500 On-Demand Tags | SCADA | GENESIS64 | 835
590471 | ICO UPGEN64-APP-1500 | SupportWorX e-Care; GENESIS64 Advanced Application Server; 1,500 On-Demand Tags | SCADA | GENESIS64 | 1383
590472 | ICO UPGEN64-APP-5000 | SupportWorX e-Care; GENESIS64 Advanced Application Server; 5,000 On-Demand Tags | SCADA | GENESIS64 | 1923
590473 | ICO UPGEN64-APP-15000 | SupportWorX e-Care; GENESIS64 Advanced Application Server; 15,000 On-Demand Tags | SCADA | GENESIS64 | 2486
590474 | ICO UPGEN64-APP-50000 | SupportWorX e-Care; GENESIS64 Advanced Application Server; 50,000 On-Demand Tags | SCADA | GENESIS64 | 3632
590475 | ICO UPGEN64-APP-100000 | SupportWorX e-Care; GENESIS64 Adv. Application Server; 100,000 On-Demand Tags | SCADA | GENESIS64 | 6045
590476 | ICO UPGEN64-APP-250000 | SupportWorX e-Care; GENESIS64 Adv. Application Server; 250,000 On-Demand Tags | SCADA | GENESIS64 | 15354
590477 | ICO UPGEN64-APP-100TAG | SupportWorX e-Care; 100 Tags to add to GENESIS64 Advanced Application Server | SCADA | GENESIS64 | 91.4
590478 | ICO UPGEN64-APP-1000TAG | SupportWorX e-Care; 1,000 Tags to add to GENESIS64 Advanced Application Server | SCADA | GENESIS64 | 549
590479 | ICO UPGEN64-APP-5000TAG | SupportWorX e-Care; 5,000 Tags to add to GENESIS64 Advanced Application Server | SCADA | GENESIS64 | 1609
590480 | ICO UPGEN64-APP-R-75 | SupportWorX e-Care; two GEN64-APP-75 models; redundant application | SCADA | GENESIS64 | 539
590481 | ICO UPGEN64-APP-R-150 | SupportWorX e-Care; two GEN64-APP-150 models; redundant application | SCADA | GENESIS64 | 649
590482 | ICO UPGEN64-APP-R-500 | SupportWorX e-Care; two GEN64-APP-500 models; redundant application | SCADA | GENESIS64 | 1252
590483 | ICO UPGEN64-APP-R-1500 | SupportWorX e-Care; two GEN64-APP-1500 models; redundant application | SCADA | GENESIS64 | 2074
590484 | ICO UPGEN64-APP-R-5000 | SupportWorX e-Care; two GEN64-APP-5000 models; redundant application | SCADA | GENESIS64 | 2885
590485 | ICO UPGEN64-APP-R-15000 | SupportWorX e-Care; two GEN64-APP-15000 models; redundant application | SCADA | GENESIS64 | 3729
590486 | ICO UPGEN64-APP-R-50000 | SupportWorX e-Care; two GEN64-APP-50000 models; redundant application | SCADA | GENESIS64 | 5448
590487 | ICO UPGEN64-APP-R-100000 | SupportWorX e-Care; two GEN64-APP-100000 models; redundant application | SCADA | GENESIS64 | 9068
590488 | ICO UPGEN64-APP-R-250000 | SupportWorX e-Care; two GEN64-APP-250000 models; redundant application | SCADA | GENESIS64 | 23031
590489 | ICO UPGEN64-BASIC-75 | SupportWorX e-Care; GENESIS64 BASIC Application Server; 75 Configured-Tags | SCADA | GENESIS64 | 122
590490 | ICO UPGEN64-BASIC-150 | SupportWorX e-Care; GENESIS64 BASIC Application Server; 150 Configured-Tags | SCADA | GENESIS64 | 177
590491 | ICO UPGEN64-BASIC-500 | SupportWorX e-Care; GENESIS64 BASIC Application Server; 500 Configured-Tags | SCADA | GENESIS64 | 268
590492 | ICO UPGEN64-BASIC-1500 | SupportWorX e-Care; GENESIS64 BASIC Application Server; 1,500 Configured-Tags | SCADA | GENESIS64 | 487
590493 | ICO UPGEN64-BASIC-5000 | SupportWorX e-Care; GENESIS64 BASIC Application Server; 5,000 Configured-Tags | SCADA | GENESIS64 | 838
590494 | ICO UPGEN64-BASIC-100TAG | SupportWorX e-Care; 100 Tags to add to a GENESIS64-BASIC-nnn Server License | SCADA | GENESIS64 | 36.6
590495 | ICO UPGEN64-BASIC-1000TAG | SupportWorX e-Care; 1,000 Tags to add to a GENESIS64-BASIC-nnn Server License | SCADA | GENESIS64 | 220
590496 | ICO UPGEN64-BASIC-5000TAG | SupportWorX e-Care; 5,000 Tags to add to a GENESIS64-BASIC-nnn Server License | SCADA | GENESIS64 | 732
590497 | ICO UPASSETNAV | SupportWorX e-Care; Add-On AssetWorX Navigator; GENESIS64-BASIC-nnn Server Lic. | SCADA | GENESIS64 | 89
590498 | ICO UPDATASETS-VIEW-CLIENT | SupportWorX e-Care; Add-On Dataset; GENESIS64-BASIC-nnn Server License | SCADA | GENESIS64 | 89
590499 | ICO UPALERTWORX | SupportWorX e-Care; Add-On AlertWorX; GENESIS64-BASIC-nnn Server License | SCADA | GENESIS64 | 89
590500 | ICO UPWORKFLOW | SupportWorX e-Care; Add-On Workflow; GENESIS64-BASIC-nnn Server License | SCADA | GENESIS64 | 89
590501 | ICO UPSCHDLWX-SVR | SupportWorX e-Care; Add-On ScheduleWorX64; GENESIS64-BASIC-nnn Server License | SCADA | GENESIS64 | 89
590502 | ICO UPCAMERA CONTROL | SupportWorX e-Care; Add-On Camera Control; GENESIS64-BASIC-nnn Server License | SCADA | GENESIS64 | 185
590503 | ICO UPETHERNET/IP CONNECTOR | SupportWorX e-Care; Add-on EtherNet/IP; Class 3 Devices; GENESIS64-BASIC-nnn | SCADA | GENESIS64 | 147
590504 | ICO UPMODBUS CONNECTOR | SupportWorX e-Care; Add-on Modbus IP; GENESIS64-BASIC-nnn Server License | SCADA | GENESIS64 | 89
590505 | ICO UPWEB SERVICES CONNECTOR | SupportWorX e-Care; Add-on Web Services; GENESIS64-BASIC-nnn Server License | SCADA | GENESIS64 | 147
590506 | ICO UPIOTPUBLISHER | SupportWorX e-Care; Add-On IoT Publishing; GENESIS64-BASIC-nnn Server License | SCADA | GENESIS64 | 147
590507 | ICO UPSNMP CONNECTOR | SupportWorX e-Care; Add-on SNMP connectivity to any GENESIS32/GENESIS64 license | SCADA | GENESIS64 | 147
590508 | ICO UPBACNET CONNECTOR | SupportWorX e-Care; Add-on BACnet connectivity to any GENESIS32/GENESIS64 lic. | SCADA | GENESIS64 | 140
590509 | ICO UPCONNECTOR PAK | SupportWorX e-Care;Add-On Pack:BACnet;SNMP;EtherNet/IP;Modbus;Web;MQTT;AMQP;JSON | SCADA | GENESIS64 | 281
590510 | ICO UPMOBILEHMI-SVR-A | SupportWorX e-Care; Add-On MobileHMI Server with 2 MobileHMI Clients | SCADA | GENESIS64 | 300
590511 | ICO UPBRIDGEWORX64-SVR | SupportWorX e-Care; Add-on BridgeWorX64 Server with 1 active Transaction | SCADA | GENESIS64 | 177
590512 | ICO UPREPORTWORX64-SVR-BASIC | SupportWorX e-Care; Add-On ReportWorX64 Server with 1 active Report | SCADA | GENESIS64 | 84.9
590513 | ICO UPUPBASIC-TO-APP-GEN64-75 | SupportWorX e-Care; Upgrade of GEN64-BASIC-75 to GEN64-APP-75 | SCADA | GENESIS64 | 250
590514 | ICO UPUPBASIC-TO-APP-GEN64-150 | SupportWorX e-Care; Upgrade of GEN64-BASIC-150 to GEN64-APP-150 | SCADA | GENESIS64 | 269
590515 | ICO UPUPBASIC-TO-APP-GEN64-500 | SupportWorX e-Care; Upgrade of GEN64-BASIC-500 to GEN64-APP-500 | SCADA | GENESIS64 | 595
590516 | ICO UPUPBASIC-TO-APP-GEN64-1500 | SupportWorX e-Care; Upgrade of GEN64-BASIC-1500 to GEN64-APP-1500 | SCADA | GENESIS64 | 940
590517 | ICO UPUPBASIC-TO-APP-GEN64-5000 | SupportWorX e-Care; Upgrade of GEN64-BASIC-5000 to GEN64-APP-5000 | SCADA | GENESIS64 | 1132
590518 | ICO UPUPBASIC-TO-APP-GEN64-100TAG | SupportWorX e-Care; Upgrade of GEN64-BASIC-100TAG to GEN64-APP-100TAG | SCADA | GENESIS64 | 57.6
590519 | ICO UPUPBASIC-TO-APP-GEN64-1000TAG | SupportWorX e-Care; Upgrade of GEN64-BASIC-1000TAG to GEN64-APP-1000TAG | SCADA | GENESIS64 | 346
590520 | ICO UPUPBASIC-TO-APP-GEN64-5000TAG | SupportWorX e-Care; Upgrade of GEN64-BASIC-5000TAG to GEN64-APP-5000TAG | SCADA | GENESIS64 | 921
590521 | ICO UPCFSWORX-G64-75 | SupportWorX e-Care; CFSWORX Starter Kit; Workbench; GEN64-APP-75 Server | SCADA | GENESIS64 | 542
590522 | ICO UPCFSWORX | SupportWorX e-Care; CFSWORX Add-on; unlimited Read-only MobileHMI Clients | SCADA | GENESIS64 | 359
590523 | ICO UPAWX64MMX-LITE | SupportWorX e-Care; AlarmWorX64 Multimedia with E-mail and SMS | SCADA | GENESIS64 | 212
590524 | ICO UPAWX64MMX-75 | SupportWorX e-Care; AlarmWorX64 Multimedia with E-mail, SMS and AWX64-APP-75 | SCADA | GENESIS64 | 278
590525 | ICO UPAWX64MMX-STD | SupportWorX e-Care;AlarmWorX64;E-mail;SMS;popups;hard/software marquee;fax;video | SCADA | GENESIS64 | 541
590526 | ICO UPAWX64MMX-CAL | SupportWorX e-Care; 1 distributable agent license; can be run on remote machine | SCADA | GENESIS64 | 102
590527 | ICO UPAWX64MMX-ENT | SupportWorX e-Care;AlarmWorX64 Multimedia Enterprise; 25 distributable agents | SCADA | GENESIS64 | 2734
590528 | ICO UPAWX64MMX-PHONE | SupportWorX e-Care;Add-on to AlarmWorX64 Multimedia;phone agent;distribut.agent | SCADA | GENESIS64 | 760
590529 | ICO UPGEN64-DLIC | SupportWorX e-Care; GENESIS64 distributable license option | SCADA | GENESIS64 | 104
590530 | ICO UPGEN64-DLIC-R | SupportWorX e-Care; GENESIS64 distributable redundant license option | SCADA | GENESIS64 | 195
590531 | ICO UPGEN64-RT-75 | SupportWorX e-Care;GENESIS64 Adv. App. Server;1 WEBHMI-BRWSR;75 On-Demand Tags | SCADA | GENESIS64 | 268
590532 | ICO UPGEN64-RT-150 | SupportWorX e-Care;GENESIS64 Adv. App. Server;1 WEBHMI-BRWSR;150 On-Demand Tags | SCADA | GENESIS64 | 341
590533 | ICO UPGEN64-RT-500 | SupportWorX e-Care;GENESIS64 Adv. App. Server;1 WEBHMI-BRWSR;500 On-Demand Tags | SCADA | GENESIS64 | 725
590534 | ICO UPGEN64-RT-1500 | SupportWorX e-Care;GENESIS64 Adv.App.Server;1 WEBHMI-BRWSR;1,500 On-Demand Tags | SCADA | GENESIS64 | 999
590535 | ICO UPGEN64-RT-5000 | SupportWorX e-Care;GENESIS64 Adv.App.Server;1 WEBHMI-BRWSR;5,000 On-Demand Tags | SCADA | GENESIS64 | 1501
590536 | ICO UPGEN64-RT-15000 | SupportWorX e-Care;GENESIS64 Adv.App.Server;1 WEBHMI-BRWSR;15,000 On-Demand Tags | SCADA | GENESIS64 | 2064
590537 | ICO UP15AX-FA-ASSET/5000 | SupportWorX Stand.;5000 Facility AnalytiX Assets;50k GENESIS64 Tags;5000 HH Tags | SCADA | GENESIS64 | 30179
590538 | ICO UP15AX-FA-ASSET/10000 | SupportWorX Stand.;10k Facility AnalytiX Assets;100k GENESIS64 Tags;10k HH Tags | SCADA | GENESIS64 | 52798
590539 | ICO UP15AX-FA-ASSET/25000 | SupportWorX Stand.;25k Facility AnalytiX Assets;250k GENESIS64 Tags;25k HH Tags | SCADA | GENESIS64 | 105577
590540 | ICO UP15AX-FA-ASSET/50000 | SupportWorX Stand.;50k Facility AnalytiX Assets;500k GENESIS64 Tags;50k HH Tags | SCADA | GENESIS64 | 150815
590541 | ICO UP15AX-FA-ASSET/100000 | SupportWorX Stand.;100k Fac. AnalytiX Assets;1000k GENESIS64 Tags;100k HH Tags | SCADA | GENESIS64 | 226213
590542 | ICO UP15AX-FAX-ASSET | SupportWorX Standard for 1 Facility AnalytiX Asset with 10 GENESIS64 Tags | SCADA | GENESIS64 | 13.7
590543 | ICO UP15AX-FAX-ASSET/5 | SupportWorX Standard for 5 Facility AnalytiX Assets with 50 GENESIS64 Tags | SCADA | GENESIS64 | 72.4
590544 | ICO UP15AX-FAX-ASSET/25 | SupportWorX Standard for 25 Facility AnalytiX Assets with 250 GENESIS64 Tags | SCADA | GENESIS64 | 265
590545 | ICO UP15AX-FAX-ASSET/100 | SupportWorX Standard for 100 Facility AnalytiX Assets with 1000 GENESIS64 Tags | SCADA | GENESIS64 | 813
590546 | ICO UP15AX-FAX-ASSET/500 | SupportWorX Standard for 500 Facility AnalytiX Assets with 5000 GENESIS64 Tags | SCADA | GENESIS64 | 2131
590547 | ICO UP15AX-FAX-ASSET/1500 | SupportWorX Stand.;1500 Fac. AnalytiX Assets;15k GENESIS64 Tags;HH Logger Ext. | SCADA | GENESIS64 | 5931
590548 | ICO UP15AX-FAX-ASSET/5000 | SupportWorX Stand.;5k Facility AnalytiX Assets;50k GENESIS64 Tags;HH Logger Ext. | SCADA | GENESIS64 | 22609
590549 | ICO UP15AX-FAX-ASSET/10000 | SupportWorX Stand.;10k Fac. AnalytiX Assets;100k GENESIS64 Tags;HH Logger Ext. | SCADA | GENESIS64 | 41338
590550 | ICO UP15AX-FAX-ASSET/25000 | SupportWorX Stand.;25k Fac. AnalytiX Assets;250k GENESIS64 Tags;HH Logger Ext. | SCADA | GENESIS64 | 83711
590551 | ICO UP15AX-FAX-ASSET/50000 | SupportWorX Stand.;50k Fac. AnalytiX Assets;500k GENESIS64 Tags;HH Logger Ext. | SCADA | GENESIS64 | 95564
590552 | ICO UP15AX-FAX-ASSET/100000 | SupportWorX Stand.;100k Fac. AnalytiX Assets;1000k GENESIS64 Tags;HH Logger Ext. | SCADA | GENESIS64 | 121862
590553 | ICO UP15AX-QA-150 | SupportWorX Stand.;Quality AnalytiX Server Stand-alone lic.;150 GENESIS64 Tags | SCADA | GENESIS64 | 813
590554 | ICO UP15AX-QA-A | SupportWorX Standard;Quality AnalytiX Add-on lic.; Hyper Hist.Stand./Enterprise | SCADA | GENESIS64 | 676
590555 | ICO UP20GEN64-HH-STD-75 | SupportWorX Premier;HH Standard Edition;75 HH Tags | SCADA | GENESIS64 | 572
590556 | ICO UP20GEN64-HH-STD-150 | SupportWorX Premier;HH Standard Edition;150 HH Tags | SCADA | GENESIS64 | 755
590557 | ICO UP20GEN64-HH-STD-500 | SupportWorX Premier;HH Standard Edition;500 HH Tags | SCADA | GENESIS64 | 1486
590558 | ICO UP20GEN64-HH-STD-1500 | SupportWorX Premier;HH Standard Edition;1,500 HH Tags | SCADA | GENESIS64 | 2875
590559 | ICO UP20GEN64-HH-STD-5000 | SupportWorX Premier;HH Standard Edition;5,000 HH Tags | SCADA | GENESIS64 | 5093
590560 | ICO UP20GEN64-HH-STD-15000 | SupportWorX Premier;HH Standard Edition;15,000 HH Tags | SCADA | GENESIS64 | 7908
590561 | ICO UP20GEN64-HH-STD-50000 | SupportWorX Premier;HH Standard Edition;50,000 HH Tags | SCADA | GENESIS64 | 13055
590562 | ICO UP20GEN64-HH-STD-100000 | SupportWorX Premier;HH Standard Edition;100,000 HH Tags | SCADA | GENESIS64 | 20092
590563 | ICO UP20GEN64-HH-STD-250000 | SupportWorX Premier;HH Standard Edition;250,000 HH Tags | SCADA | GENESIS64 | 39997
590564 | ICO UP20GEN64-HH-STD-500000 | SupportWorX Premier;HH Standard Edition;500,000 HH Tags | SCADA | GENESIS64 | 76831
590565 | ICO UP20GEN64-HH-STD-1000000 | SupportWorX Premier;HH Standard Edition;1,000,000 HH Tags | SCADA | GENESIS64 | 146398
590566 | ICO UP20GEN64-HH-STD-100TAG | SupportWorX Premier;100 HH-STD;Hyper Hist. Server Standard Edition Server lic. | SCADA | GENESIS64 | 256
590567 | ICO UP20GEN64-HH-STD-1000TAG | SupportWorX Premier;1k HH-STD;Hyper Hist. Server Standard Edition Server lic. | SCADA | GENESIS64 | 1390
590568 | ICO UP20GEN64-HH-STD-5000TAG | SupportWorX Premier;5k HH-STD;Hyper Hist. Server Standard Edition Server lic. | SCADA | GENESIS64 | 4826
590569 | ICO UP20GEN64-HH-ENT-75 | SupportWorX Premier;Hyper Hist. Enterprise Edit.;75 HH Tags;2 Remote Collectors | SCADA | GENESIS64 | 901
590570 | ICO UP20GEN64-HH-ENT-150 | SupportWorX Premier;Hyper Hist. Enterprise Edit.;150 HH Tags;2 Remote Collectors | SCADA | GENESIS64 | 1194
590571 | ICO UP20GEN64-HH-ENT-500 | SupportWorX Premier;Hyper Hist. Enterprise Edit.;500 HH Tags;2 Remote Collectors | SCADA | GENESIS64 | 2364
590572 | ICO UP20GEN64-HH-ENT-1500 | SupportWorX Premier;Hyper Hist. Enterprise Ed;1,5k HH Tags;2 Remote Collectors | SCADA | GENESIS64 | 3680
590573 | ICO UP20GEN64-HH-ENT-5000 | SupportWorX Premier;Hyper Hist. Enterprise Edit.;5k HH Tags;2 Remote Collectors | SCADA | GENESIS64 | 6259
590574 | ICO UP20GEN64-HH-ENT-15000 | SupportWorX Premier;Hyper Hist. Enterprise Edit.;15k HH Tags;2 Remote Collectors | SCADA | GENESIS64 | 9717
590575 | ICO UP20GEN64-HH-ENT-50000 | SupportWorX Premier;Hyper Hist. Enterprise Edit.;50k HH Tags;2 Remote Collectors | SCADA | GENESIS64 | 16071
590576 | ICO UP20GEN64-HH-ENT-100000 | SupportWorX Premier;Hyper Hist. Enterprise Ed.;100k HH Tags;2 Remote Collectors | SCADA | GENESIS64 | 27451
590577 | ICO UP20GEN64-HH-ENT-250000 | SupportWorX Premier;Hyper Hist. Enterprise Ed.;250k HH Tags;2 Remote Collectors | SCADA | GENESIS64 | 51900
590578 | ICO UP20GEN64-HH-ENT-500000 | SupportWorX Premier;Hyper Hist. Enterprise Ed.;500 kHH Tags;2 Remote Collectors | SCADA | GENESIS64 | 92514
590579 | ICO UP20GEN64-HH-ENT-1000000 | SupportWorX Premier;Hyper Hist. Enterprise Ed.;1000k HH Tags;2 Remote Collectors | SCADA | GENESIS64 | 159427
590580 | ICO UP20GEN64-HH-ENT-100TAG | SupportWorX Premier;100 HH-ENT;Hyper Hist. Server Enterprise Edition Server lic. | SCADA | GENESIS64 | 366
590581 | ICO UP20GEN64-HH-ENT-1000TAG | SupportWorX Premier;1k HH-ENT;Hyper Hist. Server Enterprise Edition Server lic. | SCADA | GENESIS64 | 3108
590582 | ICO UP20GEN64-HH-ENT-5000TAG | SupportWorX Premier;5k HH-ENT;Hyper Hist. Server Enterprise Edition Server lic. | SCADA | GENESIS64 | 5831
590584 | ICO UP20AX-EA-METER | SupportWorX Premier for One (1) Energy AnalytiX meter asset | SCADA | GENESIS64 | 60
590585 | ICO UP20AX-EA-METER/5 | SupportWorX Premier for Five (5) Energy AnalytiX meter assets | SCADA | GENESIS64 | 243
590586 | ICO UP20AX-EA-METER/25 | SupportWorX Premier for Twenty-Five (25) Energy AnalytiX meter assets | SCADA | GENESIS64 | 974
590587 | ICO UP20AX-EA-METER/100 | SupportWorX Premier for 100 Energy AnalytiX meter assets | SCADA | GENESIS64 | 2802
590588 | ICO UP20AX-EA-METER/500 | SupportWorX Premier for 500 Energy AnalytiX meter assets | SCADA | GENESIS64 | 9074
590589 | ICO UP20AX-EA-METER/1500 | SupportWorX Premier for 1500 Energy AnalytiX meter assets | SCADA | GENESIS64 | 16312
590590 | ICO UP20AX-EA-METER/5000 | SupportWorX Premier for 5000 Energy AnalytiX meter assets | SCADA | GENESIS64 | 24153
590591 | ICO UP20AX-EA-METER/10000 | SupportWorX Premier for 10000 Energy AnalytiX meter assets | SCADA | GENESIS64 | 40238
590592 | ICO UP20AX-FA-5-G64-75 | SupportWorX Premier;Facility AnalytiX;5 Assets;75 GENESIS64 Tags;5 HH Tags | SCADA | GENESIS64 | 1267
590593 | ICO UP20AX-FA-A | SupportWorX Premier;Facility AnalytiX;GENESIS64;5 Fac.AnalytiX Assets;5 HH Tags | SCADA | GENESIS64 | 718
590594 | ICO UP20AX-FA-ASSET | SupportWorX Premier;1 Facility AnalytiX Asset;10 GENESIS64 Tags;1 HH Tag | SCADA | GENESIS64 | 36.6
590595 | ICO UP20AX-FA-ASSET/5 | SupportWorX Premier;5 Facility AnalytiX Assets;50 GENESIS64 Tags;5 HH Tags | SCADA | GENESIS64 | 134
590596 | ICO UP20AX-FA-ASSET/25 | SupportWorX Premier;25 Facility AnalytiX Assets;250 GENESIS64 Tags;25 HH Tags | SCADA | GENESIS64 | 536
590597 | ICO UP20AX-FA-ASSET/100 | SupportWorX Premier;100 Facility AnalytiX Assets;1k GENESIS64 Tags;100 HH Tags | SCADA | GENESIS64 | 1450
590598 | ICO UP20AX-FA-ASSET/500 | SupportWorX Premier;500 Facility AnalytiX Assets;5k GENESIS64 Tags;500 HH Tags | SCADA | GENESIS64 | 5455
590599 | ICO UP20AX-FA-ASSET/1500 | SupportWorX Premier;1,5k Fac. AnalytiX Assets;15k GENESIS64 Tags;1,5k HH Tags | SCADA | GENESIS64 | 16312
590600 | ICO UP20AX-FA-ASSET/5000 | SupportWorX Premier;5k Facility AnalytiX Assets;50k GENESIS64 Tags;5k HH Tags | SCADA | GENESIS64 | 40238
590601 | ICO UP20AX-FA-ASSET/10000 | SupportWorX Premier;10k Facility AnalytiX Assets;100k GENESIS64 Tags;10k HH Tags | SCADA | GENESIS64 | 70397
590602 | ICO UP20AX-FA-ASSET/25000 | SupportWorX Premier;25k Facility AnalytiX Assets;250k GENESIS64 Tags;25k HH Tags | SCADA | GENESIS64 | 140769
590603 | ICO UP20AX-FA-ASSET/50000 | SupportWorX Premier;50k Facility AnalytiX Assets;500k GENESIS64 Tags;50k HH Tags | SCADA | GENESIS64 | 201087
590604 | ICO UP20AX-FA-ASSET/100000 | SupportWorX Premier;100k Fac.AnalytiX Assets;1,000k GENESIS64 Tags;100k HH Tags | SCADA | GENESIS64 | 301617
590605 | ICO UP20AX-FAX-ASSET | SupportWorX Premier for 1 Facility AnalytiX Asset with 10 GENESIS64 Tags | SCADA | GENESIS64 | 18.3
590606 | ICO UP20AX-FAX-ASSET/5 | SupportWorX Premier for 5 Facility AnalytiX Assets with 50 GENESIS64 Tags | SCADA | GENESIS64 | 96.6
590607 | ICO UP20AX-FAX-ASSET/25 | SupportWorX Premier for 25 Facility AnalytiX Assets with 250 GENESIS64 Tags | SCADA | GENESIS64 | 353
590608 | ICO UP20AX-FAX-ASSET/100 | SupportWorX Premier for 100 Facility AnalytiX Assets with 1000 GENESIS64 Tags | SCADA | GENESIS64 | 1084
590609 | ICO UP20AX-FAX-ASSET/500 | SupportWorX Premier for 500 Facility AnalytiX Assets with 5000 GENESIS64 Tags | SCADA | GENESIS64 | 2841
590610 | ICO UP20AX-FAX-ASSET/1500 | SupportWorX Premier;1,5k Fac.AnalytiX Assets;15k GENESIS64 Tags;HH Logger Ext. | SCADA | GENESIS64 | 7908
590611 | ICO UP20AX-FAX-ASSET/5000 | SupportWorX Premier;5k Fac.AnalytiX Assets;50k GENESIS64 Tags;HH Logger Ext. | SCADA | GENESIS64 | 30145
590612 | ICO UP20AX-FAX-ASSET/10000 | SupportWorX Premier;10k Fac.AnalytiX Assets;100k GENESIS64 Tags;HH Logger Ext. | SCADA | GENESIS64 | 55117
590613 | ICO UP20AX-FAX-ASSET/25000 | SupportWorX Premier;25k Fac.AnalytiX Assets;250k GENESIS64 Tags;HH Logger Ext. | SCADA | GENESIS64 | 111615
590614 | ICO UP20AX-FAX-ASSET/50000 | SupportWorX Premier;50k Fac.AnalytiX Assets;500k GENESIS64 Tags;HH Logger Ext. | SCADA | GENESIS64 | 127418
590615 | ICO UP20AX-FAX-ASSET/100000 | SupportWorX Premier;100k Fac.AnalytiX Assets;1000k GENESIS64 Tags;HH Logger Ext. | SCADA | GENESIS64 | 162483
590616 | ICO UP20AX-QA-150 | SupportWorX Premier;Quality AnalytiX Server Stand-alone lic.;150 GENESIS64 Tags | SCADA | GENESIS64 | 1084
590617 | ICO UP20AX-QA-A | SupportWorX Premier;Quality AnalytiX Add-on lic.; Hyper Hist.Stand./Enterprise | SCADA | GENESIS64 | 901
590826 | ICO UPREPORTWORX64-ENT | SupportWorX e-Care;ReportWorX64 Server;1kActiv.Enabled Reports;Platform Services | SCADA | GENESIS64 | 7038
590827 | ICO UPREPORTWORX64-RPT/5 | SupportWorX e-Care; 5 Actively Enabled Reports; ReportWorX64 server license | SCADA | GENESIS64 | 457
590828 | ICO UPREPORTWORX64-RPT/25 | SupportWorX e-Care; 25 Actively Enabled Reports; ReportWorX64 server license | SCADA | GENESIS64 | 2285
590829 | ICO UPREPORTWORX64-RPT/100 | SupportWorX e-Care; 100 Actively Enabled Reports; ReportWorX64 serverlilcense | SCADA | GENESIS64 | 5027
590830 | ICO UPREPORTWORX64-LITE-BASIC | SupportWorX e-Care;ReportWorX64 Server;5 Activ. Enabled Reports;GEN64-BASIC-nnn | SCADA | GENESIS64 | 366
590831 | ICO UPREPORTWORX64-RPT/5-BASIC | SupportWorX e-Care;5 Activ.Enabled Reports;ReportWorX64-xxx-BASIC server lic. | SCADA | GENESIS64 | 366
590832 | ICO UP15GEN64-APP-100TAG | SupportWorX Standard; 100 Tag Pack to add to GENESIS64 Adv. Application Server | SCADA | GENESIS64 | 138
590833 | ICO UP15GEN64-APP-1000TAG | SupportWorX Standard; 1,000Tag Pack to add to GENESIS64 Adv. Application Server | SCADA | GENESIS64 | 823
590834 | ICO UP15GEN64-APP-5000TAG | SupportWorX Standard; 5,000 Tag Pack to add to GENESIS64 Adv. Application Server | SCADA | GENESIS64 | 2413
590835 | ICO UP15GEN64-BASIC-75 | SupportWorX Standard;GENESIS64 BASIC App.Server; Adv.Client; 75 Configured-Tags | SCADA | GENESIS64 | 183
590836 | ICO UP15GEN64-BASIC-150 | SupportWorX Standard;GENESIS64 BASIC App.Server; Adv.Client; 150 Configured-Tags | SCADA | GENESIS64 | 265
590837 | ICO UP15GEN64-BASIC-500 | SupportWorX Standard;GENESIS64 BASIC App.Server; Adv.Client; 500 Configured-Tags | SCADA | GENESIS64 | 402
590838 | ICO UP15GEN64-BASIC-1500 | SupportWorX Standard;GENESIS64 BASIC App.Server;Adv.Client; 1,5k Configured-Tags | SCADA | GENESIS64 | 731
590839 | ICO UP15GEN64-BASIC-5000 | SupportWorX Standard;GENESIS64 BASIC App.Server; Adv.Client; 5k Configured-Tags | SCADA | GENESIS64 | 1256
590840 | ICO UP15GEN64-BASIC-100TAG | SupportWorX Standard; 100 Tag Pack to add to a GENESIS64-BASIC-nnn Server Lic. | SCADA | GENESIS64 | 54.9
590841 | ICO UP15GEN64-BASIC-1000TAG | SupportWorX Standard; 1k Tag Pack to add to a GENESIS64-BASIC-nnn Server Lic. | SCADA | GENESIS64 | 330
590842 | ICO UP15GEN64-BASIC-5000TAG | SupportWorX Standard; 5k Tag Pack to add to a GENESIS64-BASIC-nnn Server Lic. | SCADA | GENESIS64 | 1097
590843 | ICO UP15ASSETNAV | SupportWorX Standard;Add-On AssetWorX Navigator;GENESIS64-BASIC-nnn Server Lic. | SCADA | GENESIS64 | 134
590844 | ICO UP15DATASETS-VIEW-CLIENT | SupportWorX Standard;Add-On Dataset;GENESIS64-BASIC-nnn Serverliz.;GridWorX | SCADA | GENESIS64 | 134
590845 | ICO UP15ALERTWORX | SupportWorX Standard;Add-On AlertWorX; GENESIS64-BASIC-nnn Server License | SCADA | GENESIS64 | 134
590846 | ICO UP15WORKFLOW | SupportWorX Standard;Add-On Workflow; GENESIS64-BASIC-nnn Server License | SCADA | GENESIS64 | 134
590847 | ICO UP15SCHDLWX-SVR | SupportWorX Standard for Add-On ScheduleWorX64 Server,Viewer functionality | SCADA | GENESIS64 | 134
590848 | ICO UP15CAMERA CONTROL | SupportWorX Standard;Add-On Camera Control; GENESIS64-BASIC-nnn Server License | SCADA | GENESIS64 | 278
590849 | ICO UP15ETHERNET/IP CONNECTOR | SupportWorX Standard;Add-on EtherNet/IP connectivity; Class 3 Devices | SCADA | GENESIS64 | 220
590850 | ICO UP15MODBUS CONNECTOR | SupportWorX Standard;Add-on Modbus IP; GENESIS64-BASIC-nnn Server License | SCADA | GENESIS64 | 134
590851 | ICO UP15WEB SERVICES CONNECTOR | SupportWorX Standard;Add-on Web Services; GENESIS64-BASIC-nnn Server License | SCADA | GENESIS64 | 220
590852 | ICO UP15IOTPUBLISHER | SupportWorX Standard; Add-On IoT Publishing; GENESIS64-BASIC-nnn Server License | SCADA | GENESIS64 | 220
590853 | ICO UP15SNMP CONNECTOR | SupportWorX Standard;Add-on SNMP connectivity to any GENESIS32;GENESIS64 license | SCADA | GENESIS64 | 220
590854 | ICO UP15BACNET CONNECTOR | SupportWorX Standard;Add-on BACnet connectivity to any GENESIS32;GENESIS64 lic. | SCADA | GENESIS64 | 210
590855 | ICO UP15CONNECTOR PAK | SupportWorX Standard;Add-On Connectivity Pack;BACnet;SNMP;EtherNet/IP;Modbus | SCADA | GENESIS64 | 422
590856 | ICO UP15REPORTWORX64-SVR-BASIC | SupportWorX Standard; Add-On ReportWorX64 Server; GENESIS64 Basic SCADA Lic. | SCADA | GENESIS64 | 128
590857 | ICO UP15CFSWORX-G64-75 | SupportWorX Standard for CFSWORX Starter Kit with Workbench config. Environment | SCADA | GENESIS64 | 813
590858 | ICO UP15CFSWORX | SupportWorX Standard; CFSWORX Add-on with unlimited Nur-Lese MobileHMI Clients | SCADA | GENESIS64 | 539
590859 | ICO UP15AWX64MMX-LITE | SupportWorX Standard for AlarmWorX64 Multimedia with E-mail and SMS | SCADA | GENESIS64 | 318
590860 | ICO UP15AWX64MMX-75 | SupportWorX Standard for AlarmWorX64 Multimedia with E-mail; SMS; AWX64-APP-75 | SCADA | GENESIS64 | 416
590861 | ICO UP15AWX64MMX-STD | SupportWorX Standard;AlarmWorX64 Multimedia;E-mail;popups;hard./software marquee | SCADA | GENESIS64 | 811
590862 | ICO UP15AWX64MMX-CAL | SupportWorX Standard;1 distributable agent lic.; can be run on remote machine | SCADA | GENESIS64 | 153
590863 | ICO UP15AWX64MMX-ENT | SupportWorX Standard;AlarmWorX64 Multimedia Enterprise Edition; 25 agents | SCADA | GENESIS64 | 4101
590864 | ICO UP15AWX64MMX-PHONE | SupportWorX Standard;Add-on to AlarmWorX64 Multimedia; distributable agent | SCADA | GENESIS64 | 1140
590865 | ICO UP15GEN64-DLIC | SupportWorX Standard for GENESIS64 distributable license option | SCADA | GENESIS64 | 155
590866 | ICO UP15GEN64-DLIC-R | SupportWorX Standard for GENESIS64 distributable redundant license option | SCADA | GENESIS64 | 292
590867 | ICO UP15GEN64-RT-75 | SupportWorX Standard;GENESIS64 Adv.App.Server;1 WEBHMI-BRWSR;75 On-Demand Tags | SCADA | GENESIS64 | 402
590868 | ICO UP15GEN64-RT-150 | SupportWorX Standard;GENESIS64 Adv.App.Server;1 WEBHMI-BRWSR;150 On-Demand Tags | SCADA | GENESIS64 | 512
590869 | ICO UP15GEN64-RT-500 | SupportWorX Standard;GENESIS64 Adv.App.Server;1 WEBHMI-BRWSR;500 On-Demand Tags | SCADA | GENESIS64 | 1087
590870 | ICO UP15GEN64-RT-1500 | SupportWorX Standard;GENESIS64 Adv.App.Server;1 WEBHMI-BRWSR;1,5k On-Demand Tags | SCADA | GENESIS64 | 1499
590871 | ICO UP15GEN64-RT-5000 | SupportWorX Standard;GENESIS64 Adv.App.Server;1 WEBHMI-BRWSR;5k On-Demand Tags | SCADA | GENESIS64 | 2252
590872 | ICO UP15GEN64-RT-15000 | SupportWorX Standard;GENESIS64 Adv.App.Server;1 WEBHMI-BRWSR;15k On-Demand Tags | SCADA | GENESIS64 | 3096
590873 | ICO UP15GEN64-RT-50000 | SupportWorX Standard;GENESIS64 Adv.App.Server;1 WEBHMI-BRWSR;50k On-Demand Tags | SCADA | GENESIS64 | 4544
590874 | ICO UP15GEN64-RT-100000 | SupportWorX Standard;GENESIS64 Adv.App.Server;1 WEBHMI-BRWSR;100k On-Demand Tags | SCADA | GENESIS64 | 8163
590875 | ICO UP15GEN64-RT-250000 | SupportWorX Standard;GENESIS64 Adv.App.Server;1 WEBHMI-BRWSR;250k On-Demand Tags | SCADA | GENESIS64 | 22126
590876 | ICO UP15GEN64-LT-75 | SupportWorX Standard;GENESIS64 App.Server;b1 WEBHMI-BRWSR; 75 Configured Tags | SCADA | GENESIS64 | 210
590877 | ICO UP15GEN64-LT-150 | SupportWorX Standard;GENESIS64 App.Server;b1 WEBHMI-BRWSR; 150 Configured Tags | SCADA | GENESIS64 | 347
590878 | ICO UP15GEN64-LT-500 | SupportWorX Standard;GENESIS64 App.Server;b1 WEBHMI-BRWSR; 500 Configured Tags | SCADA | GENESIS64 | 484
590879 | ICO UP15GEN64-LT-1500 | SupportWorX Standard;GENESIS64 App.Server;b1 WEBHMI-BRWSR; 1,5k Configured Tags | SCADA | GENESIS64 | 786
590880 | ICO UP15GEN64-LT-5000 | SupportWorX Standard;GENESIS64 App.Server; 1 WEBHMI-BRWSR; 5k Configured Tags | SCADA | GENESIS64 | 1075
590881 | ICO UP15WEBHMI-BRWSR/5 | SupportWorX Standard; 5 Advanced Client Stations for Desktop/Web/App | SCADA | GENESIS64 | 1389
591020 | ICO UP15WEBHMI-CAL-R/100 | SupportWorX Standard;100 Pairs;thin Client Stat.;Web;redundancy lic;1 lic.server | SCADA | GENESIS64 | 11244
590257 | ICO UPWEBHMI-BRWSR/500 | SupportWorX e-Care;500 Adv.Client Stations;Desktop/Web/App;single license server | SCADA | GENESIS64 | 32895
591021 | ICO UP15WEBHMI-CAL-R/500 | SupportWorX Standard;500 Pairs;thin Client Stat.;Web;redundancy lic;1 lic.server | SCADA | GENESIS64 | 44408
590890 | ICO UP15WEBHMI-BRWSR-R | SupportWorX Standard;Pair;Adv.Client Stations;redundant GENESIS64 licensing | SCADA | GENESIS64 | 676
590891 | ICO UP15WEBHMI-BRWSR-R/5 | SupportWorX Standard ;5 Pairs;Adv.Client Stations;redundant GENESIS64 licensing | SCADA | GENESIS64 | 1663
590884 | ICO UP15WEBHMI-BRWSR/500 | SupportWorX Standard; 500 Advanced Client Stations; Desktop/Web browser/App | SCADA | GENESIS64 | 49343
591075 | ICO UP20WEBHMI-DEVCAL/25 | SupportWorX Premier;25 Dev.Client;Adv.Client Station;Desktop/Web/App;1 lic.serv. | SCADA | GENESIS64 | 13182
590893 | ICO UP15WEBHMI-BRWSR-R/100 | SupportWorX Standard ;100 Pairs;Adv.Client Stations;redundant GENESIS64 lic. | SCADA | GENESIS64 | 14797
590895 | ICO UP15WEBHMI-CAL | SupportWorX Standard; 1 Client Station (thin client) for Web browser/Mobile App | SCADA | GENESIS64 | 265
590896 | ICO UP15REPORTWORX64-LITE | SupportWorX Standard;ReportWorX64 Server;5 Activ.Enabled Reports;Platform Serv. | SCADA | GENESIS64 | 686
590897 | ICO UP15REPORTWORX64-STD | SupportWorX Standard;ReportWorX64 Server;25 Activ.Enabled Reports;Platform Serv. | SCADA | GENESIS64 | 3428
590898 | ICO UP15REPORTWORX64-ENT | SupportWorX Standard;ReportWorX64 Server;1k Activ.Enabled Reports;Platform Serv. | SCADA | GENESIS64 | 10556
590899 | ICO UP15REPORTWORX64-RPT/5 | SupportWorX Standard; 5 Actively Enabled Reports; ReportWorX64 server license | SCADA | GENESIS64 | 686
590900 | ICO UP15REPORTWORX64-RPT/25 | SupportWorX Standard; 25 Actively Enabled Reports; ReportWorX64 server license | SCADA | GENESIS64 | 3428
590901 | ICO UP15REPORTWORX64-RPT/100 | SupportWorX Standard; 100 Actively Enabled Reports; ReportWorX64 server license | SCADA | GENESIS64 | 7540
590902 | ICO UP15REPORTWORX64-LITE-BASIC | SupportWorX Standard;ReportWorX64 Server;5 Activ.Enabled Reports;GEN64-BASIC-nnn | SCADA | GENESIS64 | 549
590903 | ICO UP15REPORTWORX64-RPT/5-BASIC | SupportWorX Standard;5 Activ.Enabled Reports; ReportWorX64-xxx-BASIC server lic. | SCADA | GENESIS64 | 549
590904 | ICO UP20GEN64-APP-75 | SupportWorX Premier;GENESIS64 Adv.App. Server;Development;Adv.Client;75Tags | SCADA | GENESIS64 | 718
590905 | ICO UP20GEN64-APP-150 | SupportWorX Premier;GENESIS64 Adv.App. Server;Development;Adv.Client;150Tags | SCADA | GENESIS64 | 865
590906 | ICO UP20GEN64-APP-500 | SupportWorX Premier;GENESIS64 Adv.App. Server;Development;Adv.Client;500Tags | SCADA | GENESIS64 | 1669
590907 | ICO UP20GEN64-APP-1500 | SupportWorX Premier;GENESIS64 Adv.App. Server;Development;Adv.Client;1,5kTags | SCADA | GENESIS64 | 2766
590908 | ICO UP20GEN64-APP-5000 | SupportWorX Premier;GENESIS64 Adv.App. Server;Development;Adv.Client;5kTags | SCADA | GENESIS64 | 3846
590909 | ICO UP20GEN64-APP-15000 | SupportWorX Premier;GENESIS64 Adv.App. Server;Development;Adv.Client;15kTags | SCADA | GENESIS64 | 4972
590910 | ICO UP20GEN64-APP-50000 | SupportWorX Premier;GENESIS64 Adv.App. Server;Development;Adv.Client;50kTags | SCADA | GENESIS64 | 7264
590911 | ICO UP20GEN64-APP-100000 | SupportWorX Premier;GENESIS64 Adv.App. Server;Development;Adv.Client;100kTags | SCADA | GENESIS64 | 12090
590912 | ICO UP20GEN64-APP-250000 | SupportWorX Premier;GENESIS64 Adv.App. Server;Development;Adv.Client;250kTags | SCADA | GENESIS64 | 30708
590913 | ICO UP20GEN64-APP-100TAG | SupportWorX Premier; 100 Tag Pack to add to GENESIS64 Adv. Application Server | SCADA | GENESIS64 | 183
590914 | ICO UP20GEN64-APP-1000TAG | SupportWorX Premier; 1,000Tag Pack to add to GENESIS64 Adv. Application Server | SCADA | GENESIS64 | 1097
590915 | ICO UP20GEN64-APP-5000TAG | SupportWorX Premier; 5,000 Tag Pack to add to GENESIS64 Adv. Application Server | SCADA | GENESIS64 | 3217
590916 | ICO UP20GEN64-APP-R-75 | SupportWorX Premier for Two GEN64-APP-75 models for redundant application | SCADA | GENESIS64 | 1077
590917 | ICO UP20GEN64-APP-R-150 | SupportWorX Premier for Two GEN64-APP-150 models for redundant application | SCADA | GENESIS64 | 1297
590918 | ICO UP20GEN64-APP-R-500 | SupportWorX Premier for Two GEN64-APP-500 models for redundant application | SCADA | GENESIS64 | 2503
590919 | ICO UP20GEN64-APP-R-1500 | SupportWorX Premier for Two GEN64-APP-1500 models for redundant application | SCADA | GENESIS64 | 4148
590920 | ICO UP20GEN64-APP-R-5000 | SupportWorX Premier for Two GEN64-APP-5000 models for redundant application | SCADA | GENESIS64 | 5769
590921 | ICO UP20GEN64-APP-R-15000 | SupportWorX Premier for Two GEN64-APP-15000 models for redundant application | SCADA | GENESIS64 | 7458
590922 | ICO UP20GEN64-APP-R-50000 | SupportWorX Premier for Two GEN64-APP-50000 models for redundant application | SCADA | GENESIS64 | 10896
590923 | ICO UP20GEN64-APP-R-100000 | SupportWorX Premier for Two GEN64-APP-100000 models for redundant application | SCADA | GENESIS64 | 18135
590924 | ICO UP20GEN64-APP-R-250000 | SupportWorX Premier for Two GEN64-APP-250000 models for redundant application | SCADA | GENESIS64 | 46062
590925 | ICO UP20GEN64-BASIC-100TAG | SupportWorX Premier; 100 Tag Pack to add to GENESIS64-BASIC-nnn Server License | SCADA | GENESIS64 | 73.2
590926 | ICO UP20GEN64-BASIC-1000TAG | SupportWorX Premier; 1k Tag Pack to add to GENESIS64-BASIC-nnn Server License | SCADA | GENESIS64 | 439
590927 | ICO UP20GEN64-BASIC-5000TAG | SupportWorX Premier; 5k Tag Pack to add to GENESIS64-BASIC-nnn Server License | SCADA | GENESIS64 | 1463
590928 | ICO UP20ALERTWORX | SupportWorX Premier;Add-On AlertWorX function. GENESIS64-BASIC-nnn Server Lic. | SCADA | GENESIS64 | 178
590929 | ICO UP20WORKFLOW | SupportWorX Premier;Add-On Workflow function. GENESIS64-BASIC-nnn Server Lic. | SCADA | GENESIS64 | 178
590930 | ICO UP20SNMP CONNECTOR | SupportWorX Premier; Add-on SNMP connectivity to any GENESIS32;GENESIS64 license | SCADA | GENESIS64 | 293
590931 | ICO UP20BACNET CONNECTOR | SupportWorX Premier; Add-on BACnet connectivity to any GENESIS32; GENESIS64 lic. | SCADA | GENESIS64 | 280
590932 | ICO UP20CONNECTOR PAK | SupportWorX Premier;Add-On Connect.Pack;BACnet;SNMP;EtherNet/IP;Modbus;Web Serv. | SCADA | GENESIS64 | 562
590933 | ICO UP20MOBILEHMI-SVR-A | SupportWorX Premier for Add-On MobileHMI Server with 2 MobileHMI Clients | SCADA | GENESIS64 | 600
590934 | ICO UP20BRIDGEWORX64-SVR | SupportWorX Premier for Add-on BridgeWorX64 Server with 1 active Transaction | SCADA | GENESIS64 | 353
590935 | ICO UP20REPORTWORX64-SVR-BASIC | SupportWorX Premier;Add-On ReportWorX64 Server;1 Rep.;GENESIS64 Basic SCADA Lic. | SCADA | GENESIS64 | 170
590936 | ICO UP20UPBASIC-TO-APP-GEN64-75 | SupportWorX Premier for Upgrade of GEN64-BASIC-75 to GEN64-APP-75 | SCADA | GENESIS64 | 499
590937 | ICO UP20UPBASIC-TO-APP-GEN64-150 | SupportWorX Premier for Upgrade of GEN64-BASIC-150 to GEN64-APP-150 | SCADA | GENESIS64 | 537
590938 | ICO UP20UPBASIC-TO-APP-GEN64-500 | SupportWorX Premier for Upgrade of GEN64-BASIC-500 to GEN64-APP-500 | SCADA | GENESIS64 | 1189
590939 | ICO UP20UPBASIC-TO-APP-GEN64-1500 | SupportWorX Premier for Upgrade of GEN64-BASIC-1500 to GEN64-APP-1500 | SCADA | GENESIS64 | 1880
590940 | ICO UP20UPBASIC-TO-APP-GEN64-5000 | SupportWorX Premier for Upgrade of GEN64-BASIC-5000 to GEN64-APP-5000 | SCADA | GENESIS64 | 2263
590941 | ICO UP20UPBASIC-TO-APP-GEN64-100TAG | SupportWorX Premier for Upgrade of GEN64-BASIC-100TAG to GEN64-APP-100TAG | SCADA | GENESIS64 | 116
590942 | ICO UP20UPBASIC-TO-APP-GEN64-1000TAG | SupportWorX Premier for Upgrade of GEN64-BASIC-1000TAG to GEN64-APP-1000TAG | SCADA | GENESIS64 | 691
590943 | ICO UP20UPBASIC-TO-APP-GEN64-5000TAG | SupportWorX Premier for Upgrade of GEN64-BASIC-5000TAG to GEN64-APP-5000TAG | SCADA | GENESIS64 | 1841
590944 | ICO UP20AWX64MMX-LITE | SupportWorX Premier for AlarmWorX64 Multimedia with E-mail and SMS | SCADA | GENESIS64 | 423
590945 | ICO UP20AWX64MMX-75 | SupportWorX Premier for AlarmWorX64 Multimedia with E-mail, SMS and AWX64-APP-75 | SCADA | GENESIS64 | 555
590946 | ICO UP20AWX64MMX-STD | SupportWorX Premier;AlarmWorX64 Multimedia;E-mail;SMS;popups;hard/software;fax | SCADA | GENESIS64 | 1081
590947 | ICO UP20AWX64MMX-CAL | SupportWorX Premier;1 distributable agent lic.can be run on remote machine | SCADA | GENESIS64 | 204
590948 | ICO UP20GEN64-DLIC | SupportWorX Premier;GENESIS64 distributable license option | SCADA | GENESIS64 | 207
590949 | ICO UP20GEN64-DLIC-R | SupportWorX Premier;GENESIS64 distributable redundant license option | SCADA | GENESIS64 | 389
590950 | ICO UP20GEN64-RT-75 | SupportWorX Premier;GENESIS64 Adv.App.Server;1 WEBHMI-BRWSR;75 On-Demand Tags | SCADA | GENESIS64 | 536
590951 | ICO UP20GEN64-RT-150 | SupportWorX Premier;GENESIS64 Adv.App.Server;1 WEBHMI-BRWSR;150 On-Demand Tags | SCADA | GENESIS64 | 682
590952 | ICO UP20GEN64-RT-500 | SupportWorX Premier;GENESIS64 Adv.App.Server;1 WEBHMI-BRWSR;500 On-Demand Tags | SCADA | GENESIS64 | 1450
590953 | ICO UP20GEN64-RT-1500 | SupportWorX Premier;GENESIS64 Adv.App.Server;1 WEBHMI-BRWSR;1,5k On-Demand Tags | SCADA | GENESIS64 | 1998
590954 | ICO UP20GEN64-RT-5000 | SupportWorX Premier;GENESIS64 Adv.App.Server;1 WEBHMI-BRWSR;5k On-Demand Tags | SCADA | GENESIS64 | 3002
590955 | ICO UP20GEN64-RT-15000 | SupportWorX Premier;GENESIS64 Adv.App.Server;1 WEBHMI-BRWSR;15k On-Demand Tags | SCADA | GENESIS64 | 4128
590956 | ICO UP20GEN64-RT-50000 | SupportWorX Premier;GENESIS64 Adv.App.Server;1 WEBHMI-BRWSR;50k On-Demand Tags | SCADA | GENESIS64 | 6058
590957 | ICO UP20GEN64-RT-100000 | SupportWorX Premier;GENESIS64 Adv.App.Server;1 WEBHMI-BRWSR;100k On-Demand Tags | SCADA | GENESIS64 | 10883
590958 | ICO UP20GEN64-RT-250000 | SupportWorX Premier;GENESIS64 Adv.App.Server;1 WEBHMI-BRWSR;250k On-Demand Tags | SCADA | GENESIS64 | 29502
590959 | ICO UP20GEN64-LT-75 | SupportWorX Premier;GENESIS64 App.Server;1 WEBHMI-BRWSR;75 Configured Tags | SCADA | GENESIS64 | 280
590960 | ICO UP20GEN64-LT-150 | SupportWorX Premier;GENESIS64 App.Server;1 WEBHMI-BRWSR;150 Configured Tags | SCADA | GENESIS64 | 463
590961 | ICO UP20GEN64-LT-500 | SupportWorX Premier;GENESIS64 App.Server;1 WEBHMI-BRWSR;500 Configured Tags | SCADA | GENESIS64 | 645
590962 | ICO UP20GEN64-LT-1500 | SupportWorX Premier;GENESIS64 App.Server;1 WEBHMI-BRWSR;1;5k Configured Tags | SCADA | GENESIS64 | 1047
590963 | ICO UP20GEN64-LT-5000 | SupportWorX Premier;GENESIS64 App.Server;1 WEBHMI-BRWSR;5kConfigured Tags | SCADA | GENESIS64 | 1434
590964 | ICO UP20WEBHMI-BRWSR | SupportWorX Premier;1 Advanced Client Station;Desktop/Web browser/Mobile App | SCADA | GENESIS64 | 572
590965 | ICO UP20WEBHMI-CAL | SupportWorX Premier;1 Client Station (thin client);Web browser/Mobile App | SCADA | GENESIS64 | 353
590966 | ICO UP20GEN64-HH-COLLECTOR | SupportWorX Premier for Collector Add-On | SCADA | GENESIS64 | 280
590967 | ICO UP20GEN64-HH-COLLECTOR-R | SupportWorX Premier for Collector Add-On for redundant Historian Servers | SCADA | GENESIS64 | 353
590968 | ICO UP20GEN64-HH-R-75 | SupportWorX Premier for 2 GEN64-HH-ENT-75 for redundant applications | SCADA | GENESIS64 | 1084
590969 | ICO UP20GEN64-HH-R-150 | SupportWorX Premier for 2 GEN64-HH-ENT-150 for redundant applications | SCADA | GENESIS64 | 1413
590970 | ICO UP20GEN64-HH-R-500 | SupportWorX Premier for 2 GEN64-HH-ENT-500 for redundant applications | SCADA | GENESIS64 | 2839
590971 | ICO UP20GEN64-HH-R-1500 | SupportWorX Premier for 2 GEN64-HH-ENT-1500 for redundant applications | SCADA | GENESIS64 | 4411
590972 | ICO UP20GEN64-HH-R-5000 | SupportWorX Premier for 2 GEN64-HH-ENT-5000 for redundant applications | SCADA | GENESIS64 | 7506
590973 | ICO UP20GEN64-HH-R-15000 | SupportWorX Premier for 2 GEN64-HH-ENT-15000 for redundant applications | SCADA | GENESIS64 | 11648
590974 | ICO UP20GEN64-HH-R-50000 | SupportWorX Premier for 2 GEN64-HH-ENT-50000 for redundant applications | SCADA | GENESIS64 | 19288
590975 | ICO UP20GEN64-HH-R-100000 | SupportWorX Premier for 2 GEN64-HH-ENT-100000 for redundant applications | SCADA | GENESIS64 | 32920
590976 | ICO UP20GEN64-HH-R-250000 | SupportWorX Premier for 2 GEN64-HH-ENT-250000 for redundant applications | SCADA | GENESIS64 | 62355
590977 | ICO UP20GEN64-HH-R-500000 | SupportWorX Premier for 2 GEN64-HH-ENT-500000 for redundant applications | SCADA | GENESIS64 | 111012
590978 | ICO UP20GEN64-HH-R-1000000 | SupportWorX Premier for 2 GEN64-HH-ENT-1000000 for redundant applications | SCADA | GENESIS64 | 191315
590979 | ICO UP20REPORTWORX64-LITE | SupportWorX Premier;ReportWorX64 Server;5 Activ.Enabled Reports;Platform Serv. | SCADA | GENESIS64 | 914
590980 | ICO UP20REPORTWORX64-STD | SupportWorX Premier;ReportWorX64 Server;25 Activ.Enabled Reports;Platform Serv. | SCADA | GENESIS64 | 4570
590981 | ICO UP20REPORTWORX64-ENT | SupportWorX Premier;ReportWorX64 Server;1k Activ.Enabled Reports;Platform Serv. | SCADA | GENESIS64 | 14075
590982 | ICO UP20REPORTWORX64-RPT/5 | SupportWorX Premier; 5 Actively Enabled Reports; ReportWorX64 server license | SCADA | GENESIS64 | 914
590983 | ICO UP20REPORTWORX64-RPT/25 | SupportWorX Premier; 25 Actively Enabled Reports; ReportWorX64 server license | SCADA | GENESIS64 | 4570
590984 | ICO UP20REPORTWORX64-RPT/100 | SupportWorX Premier; 100 Actively Enabled Reports; ReportWorX64 server license | SCADA | GENESIS64 | 10054
590985 | ICO UP20REPORTWORX64-LITE-BASIC | SupportWorX Premier;ReportWorX64 Server;5Activ.Enabled Reports;GEN64-BASIC-nnn | SCADA | GENESIS64 | 732
590986 | ICO UP20REPORTWORX64-RPT/5-BASIC | SupportWorX Premier;5 Activ. Enabled Reports;ReportWorX64-xxx-BASIC server lic. | SCADA | GENESIS64 | 732
590988 | ICO UPBRIDGEWORX64-LITE | SupportWorX e-Care; BridgeWorX64 Server; 5 Transactions; 50 GENESIS64 Tags | SCADA | GENESIS64 | 457
590989 | ICO UPBRIDGEWORX64-STD | SupportWorX e-Care; BridgeWorX64 Server; 25 Transactions; 250 GENESIS64 Tags | SCADA | GENESIS64 | 2285
590990 | ICO UPBRIDGEWORX64-ENT | SupportWorX e-Care; BridgeWorX64 Server; 1k Transactions; 5k GENESIS64 Tags | SCADA | GENESIS64 | 7038
590991 | ICO UPBRIDGEWORX64-TRN/5 | SupportWorX e-Care;5 Transactions to BridgeWorX64 server lic.;50 GENESIS64 Tags | SCADA | GENESIS64 | 457
590992 | ICO UPBRIDGEWORX64-TRN/25 | SupportWorX e-Care;25 Trans. to BridgeWorX64 server lic.;250 GENESIS64 Tags | SCADA | GENESIS64 | 2285
590993 | ICO UPBRIDGEWORX64-TRN/100 | SupportWorX e-Care;100 Trans. to BridgeWorX64 server lic.;5k GENESIS64 Tags | SCADA | GENESIS64 | 5027
590994 | ICO UPBRIDGEWORX64-SVR-BASIC | SupportWorX e-Care;BridgeWorX64 Server;1 Transaction;GEN64-BASIC-nnn | SCADA | GENESIS64 | 89
590995 | ICO UPIOT-CV | SupportWorX e-Care; IoTWorX Gateway Soft.; FWX binary comms; up to 5k Tags | SCADA | GENESIS64 | 75
590996 | ICO UPIOT-CV/5 | SupportWorX e-Care; 5 IoTWorX Gateway Soft.; FWX binary comms; up to 5k Tags | SCADA | GENESIS64 | 304
590997 | ICO UPIOT-CV/25 | SupportWorX e-Care; 25 IoTWorX Gateway Soft.; FWX binary comms; up to 5k Tags | SCADA | GENESIS64 | 1172
590998 | ICO UPIOT-CV/100 | SupportWorX e-Care; 100 IoTWorX Gateway Soft.; FWX binary comms; up to 5k Tags | SCADA | GENESIS64 | 3594
590999 | ICO UPIOT-CVCA | SupportWorX e-Care;IoTWorX Gateway Soft.;Collector;Analyzer;FWX binary;5k Tags | SCADA | GENESIS64 | 167
591000 | ICO UPIOT-CVCA/5 | SupportWorX e-Care;5 IoTWorX Gateway Soft.;Collector;Analyzer;FWX binary;5k Tags | SCADA | GENESIS64 | 669
591001 | ICO UPIOT-CVCA/25 | SupportWorX e-Care;25 IoTWorX Gateway Soft.;Collector;Analyzer;FWX;5k Tags | SCADA | GENESIS64 | 2634
591002 | ICO UPIOT-CVCA/100 | SupportWorX e-Care;100 IoTWorX Gateway Soft.;Collector;Analyzer;FWX;5k Tags | SCADA | GENESIS64 | 7981
591003 | ICO UPIOT-CVCA-JSON-500 | SupportWorX e-Care;IoTWorX Gateway Soft;Collector;Analyzer;FWX;JSON;500 Tags | SCADA | GENESIS64 | 441
591004 | ICO UPIOT-CVCA-JSON-500/5 | SupportWorX e-Care;5 IoTWorX Gateway Soft;Collector;Analyzer;FWX;JSON;500 Tags | SCADA | GENESIS64 | 1766
591005 | ICO UPIOT-CVCA-JSON-500/25 | SupportWorX e-Care;25 IoTWorX Gateway Soft;Collector;Analyzer;FWX;JSON;500 Tags | SCADA | GENESIS64 | 7021
591006 | ICO UPIOT-CVCA-JSON-500/100 | SupportWorX e-Care;100 IoTWorX Gateway Soft;Coll.;Analyzer;FWX;JSON;500 Tags | SCADA | GENESIS64 | 21141
591007 | ICO UPIOT-CVCA-JSON-5000 | SupportWorX e-Care;IoTWorX Gateway Soft.;Collector;Analyzer;FWX;JSON;5k Tags | SCADA | GENESIS64 | 898
591008 | ICO UPIOT-CVCA-JSON-5000/5 | SupportWorX e-Care;5 IoTWorX Gateway Soft.;Collector;Analyzer;FWX;JSON;5k Tags | SCADA | GENESIS64 | 3594
591009 | ICO UPIOT-CVCA-JSON-5000/25 | SupportWorX e-Care;25 IoTWorX Gateway Soft.;Collector;Analyzer;FWX;JSON;5k Tags | SCADA | GENESIS64 | 14378
591010 | ICO UPIOT-CVCA-JSON-5000/100 | SupportWorX e-Care;100 IoTWorX Gateway Soft.;Collector;Analyzer;FWX;JSON;5k Tags | SCADA | GENESIS64 | 43121
591011 | ICO UPMELCO FA CONNECTOR | SupportWorX e-Care for Add-on connectivity to Mitsubishi Electric FA Equipment | SCADA | GENESIS64 | 84.9
591012 | ICO UP15WEBHMI-CAL/5 | SupportWorX Standard;5 thin Client Stations;Web browser/App;1 licence server | SCADA | GENESIS64 | 1060
591078 | ICO UP20WEBHMI-BRWSR/100 | SupportWorX Premier; 100 Adv. Client Stations;Desktop/Web/App;1 license server | SCADA | GENESIS64 | 16439
590107 | ICO WEBHMI-BRWSR-R/100 | 100 Pairs;Adv. Client Stations;redundant GENESIS64 Application Server licensing | SCADA | GENESIS64 | 98644
590116 | ICO WEBHMI-CAL-R/100 | 100 Pairs;Client Stations(thin);Web browser;redundancy lic.; single lic. server | SCADA | GENESIS64 | 74955
591017 | ICO UP15WEBHMI-CAL-R | SupportWorX Standard;Pair of thin Client Station;Web;redundancy licensing | SCADA | GENESIS64 | 320
591018 | ICO UP15WEBHMI-CAL-R/5 | SupportWorX Standard;5 Pairs;thin Client Stat.;Web;redundancy lic.;1 lic. server | SCADA | GENESIS64 | 1279
591089 | ICO UP20WEBHMI-BRWSR-R/500 | SupportWorX Premier;500 Paar;Adv.Client Stat.;redundant GENESIS64 App.Serv.lic. | SCADA | GENESIS64 | 78951
590112 | ICO WEBHMI-CAL/500 | 500 Client Stations (thin client);Web browser/Mobile App;single license server | SCADA | GENESIS64 | 246697
590115 | ICO WEBHMI-CAL-R/25 | 25 Pairs;Client Stations(thin);Web browser;redundancy lic.; single lic. server | SCADA | GENESIS64 | 24946
591022 | ICO UP15MOBILEHMI-CLIENT | SupportWorX Standard;MobileHMI Client;1 simultaneous App Client connection | SCADA | GENESIS64 | 128
591023 | ICO UP15MOBILEHMI-CLIENT/5 | SupportWorX Standard;MobileHMI Client;5 simultaneous App Client connections | SCADA | GENESIS64 | 512
591024 | ICO UP15MOBILEHMI-CLIENT/25 | SupportWorX Standard;MobileHMI Client;25 simultaneous App Client connections | SCADA | GENESIS64 | 1910
591025 | ICO UP15MOBILEHMI-CLIENT/100 | SupportWorX Standard;MobileHMI Client;100 simultaneous App Client connections | SCADA | GENESIS64 | 5118
591026 | ICO UP15MOBILEHMI-CLIENT/500 | SupportWorX Standard;MobileHMI Client;500 simultaneous App Client connections | SCADA | GENESIS64 | 16633
591028 | ICO UP15AX-EA-5-G64-75 | SupportWorX Standard;Energy AnalytiX System;5 meter assets;GENESIS64-APP-75 | SCADA | GENESIS64 | 813
591029 | ICO UP15AX-EA-A | SupportWorX Standard for Energy AnalytiX Add-On to any GENESIS64-APP-nnn model | SCADA | GENESIS64 | 320
591030 | ICO UP15AX-FAX-5-G64-75 | SupportWorX Stan.;Facility AnalytiX;Rules Library;75 GENESIS64 Tags;1 Adv.Client | SCADA | GENESIS64 | 539
591031 | ICO UP15REPORTWORX64-SVR | SupportWorX Standard;ReportWorX64 Server;1 Report;10 GENESIS64 Tags | SCADA | GENESIS64 | 128
591032 | ICO UP15BRIDGEWORX64-LITE | SupportWorX Standard for BridgeWorX64 Server;5 Transactions;50 GENESIS64 Tags | SCADA | GENESIS64 | 686
591033 | ICO UP15BRIDGEWORX64-STD | SupportWorX Standard;BridgeWorX64 Server;25 Transactions;250 GENESIS64 Tags | SCADA | GENESIS64 | 3428
591034 | ICO UP15BRIDGEWORX64-ENT | SupportWorX Standard;BridgeWorX64 Server;1000 Transactions;5000 GENESIS64 Tags | SCADA | GENESIS64 | 10556
591035 | ICO UP15BRIDGEWORX64-TRN/5 | SupportWorX Standard;5 Transactions;BridgeWorX64 server lic.;50 GENESIS64 Tags | SCADA | GENESIS64 | 686
591036 | ICO UP15BRIDGEWORX64-TRN/25 | SupportWorX Standard;25 Transactions;BridgeWorX64 server lic.;250 GENESIS64 Tags | SCADA | GENESIS64 | 3428
591037 | ICO UP15BRIDGEWORX64-TRN/100 | SupportWorX Standard;100 Transactions;BridgeWorX64 server lic;50k GENESIS64 Tags | SCADA | GENESIS64 | 7540
591038 | ICO UP15BRIDGEWORX64-SVR-BASIC | SupportWorX Standard;BridgeWorX64 Server;1 Transaction;add-on to GEN64-BASIC-nnn | SCADA | GENESIS64 | 134
591039 | ICO UP15IOT-CV | SupportWorX Standard;IoTWorX Gateway Software;Communicator;FWX;up to 5k Tags | SCADA | GENESIS64 | 113
591040 | ICO UP15IOT-CV/5 | SupportWorX Standard;5 IoTWorX Gateway Software;Communicator;FWX;up to 5k Tags | SCADA | GENESIS64 | 456
591041 | ICO UP15IOT-CV/25 | SupportWorX Standard;25 IoTWorX Gateway Software;Communicator;FWX;up to 5k Tags | SCADA | GENESIS64 | 1758
591042 | ICO UP15IOT-CV/100 | SupportWorX Standard;100 IoTWorX Gateway Software;Communicator;FWX;up to 5k Tags | SCADA | GENESIS64 | 5391
591043 | ICO UP15IOT-CVCA | SupportWorX Standard;IoTWorX Gateway Soft.;Collector;Analyzer;FWX;up to 5k Tags | SCADA | GENESIS64 | 250
591044 | ICO UP15IOT-CVCA/5 | SupportWorX Stand.;5 IoTWorX Gateway Soft.;Collector;Analyzer;FWX;up to 5k Tags | SCADA | GENESIS64 | 1004
591045 | ICO UP15IOT-CVCA/25 | SupportWorX Stand.;25 IoTWorX Gateway Soft.;Collector;Analyzer;FWX;up to 5k Tags | SCADA | GENESIS64 | 3951
591046 | ICO UP15IOT-CVCA/100 | SupportWorX Stand.;100 IoTWorX Gateway Soft.;Collect.;Analyzer;FWX;up to 5k Tags | SCADA | GENESIS64 | 11971
591047 | ICO UP15IOT-CVCA-JSON-500 | SupportWorX Standard;IoTWorX Gateway Soft.;Analyzer;FWX;JSON;up to 500 Tags | SCADA | GENESIS64 | 661
591048 | ICO UP15IOT-CVCA-JSON-500/5 | SupportWorX Standard;5 IoTWorX Gateway Soft.;Analyzer;FWX;JSON;up to 500 Tags | SCADA | GENESIS64 | 2649
591049 | ICO UP15IOT-CVCA-JSON-500/25 | SupportWorX Standard;25 IoTWorX Gateway Soft.;Analyzer;FWX;JSON;up to 500 Tags | SCADA | GENESIS64 | 10531
591050 | ICO UP15IOT-CVCA-JSON-500/100 | SupportWorX Standard;100 IoTWorX Gateway Soft.;Analyzer;FWX;JSON;up to 500 Tags | SCADA | GENESIS64 | 31711
591051 | ICO UP15IOT-CVCA-JSON-5000 | SupportWorX Standard;IoTWorX Gateway Soft.;Analyzer;FWX;JSON;up to 5k Tags | SCADA | GENESIS64 | 1347
591052 | ICO UP15IOT-CVCA-JSON-5000/5 | SupportWorX Standard;5 IoTWorX Gateway Soft.;Analyzer;FWX;JSON;up to 5k Tags | SCADA | GENESIS64 | 5391
591053 | ICO UP15IOT-CVCA-JSON-5000/25 | SupportWorX Standard;25 IoTWorX Gateway Soft.;Analyzer;FWX;JSON;up to 5k Tags | SCADA | GENESIS64 | 21567
591054 | ICO UP15IOT-CVCA-JSON-5000/100 | SupportWorX Standard;100 IoTWorX Gateway Soft.;Analyzer;FWX;JSON;up to 5k Tags | SCADA | GENESIS64 | 64681
591055 | ICO UP15MELCO FA CONNECTOR | SupportWorX Standard; Add-on connectivity to Mitsubishi Electric FA Equipment | SCADA | GENESIS64 | 128
591056 | ICO UP20GEN64-BASIC-75 | SupportWorX Premier;GENESIS64 BASIC App.server;Dev.;Adv.Client,;75 Config.-Tags | SCADA | GENESIS64 | 243
591057 | ICO UP20GEN64-BASIC-150 | SupportWorX Premier;GENESIS64 BASIC App.server;Dev.;Adv.Client,;150 Config.-Tags | SCADA | GENESIS64 | 353
591058 | ICO UP20GEN64-BASIC-500 | SupportWorX Premier;GENESIS64 BASIC App.server;Dev.;Adv.Client,;500 Config.-Tags | SCADA | GENESIS64 | 536
591059 | ICO UP20GEN64-BASIC-1500 | SupportWorX Premier;GENESIS64 BASIC App.server;Dev.;Adv.Client,;1k Config.-Tags | SCADA | GENESIS64 | 974
591060 | ICO UP20GEN64-BASIC-5000 | SupportWorX Premier;GENESIS64 BASIC App.server;Dev.;Adv.Client,;5k Config.-Tags | SCADA | GENESIS64 | 1675
591061 | ICO UP20ASSETNAV | SupportWorX Premier;Add-On AssetWorX Navigator;GENESIS64-BASIC-nnn Server Lic. | SCADA | GENESIS64 | 178
591062 | ICO UP20DATASETS-VIEW-CLIENT | SupportWorX Premier;Add-On Dataset; GENESIS64-BASIC-nnn Server License | SCADA | GENESIS64 | 178
591063 | ICO UP20SCHDLWX-SVR | SupportWorX Premier;Add-On ScheduleWorX64 Server;GENESIS64-BASIC-nnn Server Lic. | SCADA | GENESIS64 | 178
591064 | ICO UP20CAMERA CONTROL | SupportWorX Premier;Add-On Camera Control; GENESIS64-BASIC-nnn Server License | SCADA | GENESIS64 | 370
591065 | ICO UP20ETHERNET/IP CONNECTOR | SupportWorX Premier;Add-on EtherNet/IP connect.;GENESIS64-BASIC-nnn Server Lic. | SCADA | GENESIS64 | 293
591066 | ICO UP20MODBUS CONNECTOR | SupportWorX Premier;Add-on Modbus IP connect.;GENESIS64-BASIC-nnn Server Lic. | SCADA | GENESIS64 | 178
591067 | ICO UP20WEB SERVICES CONNECTOR | SupportWorX Premier;Add-on Web Services connect.;GENESIS64-BASIC-nnn Server Lic. | SCADA | GENESIS64 | 293
591068 | ICO UP20IOTPUBLISHER | SupportWorX Premier;Add-On IoT Publishing;GENESIS64-BASIC-nnn Server Lic.;MQTT | SCADA | GENESIS64 | 293
591069 | ICO UP20CFSWORX-G64-75 | SupportWorX Premier;CFSWORX Starter Kit;Workbench configuration environment | SCADA | GENESIS64 | 1084
591070 | ICO UP20CFSWORX | SupportWorX Premier;CFSWORX Add-on; unlimited Read-only MobileHMI Clients | SCADA | GENESIS64 | 718
591071 | ICO UP20AWX64MMX-ENT | SupportWorX Premier;AlarmWorX64 Multimedia Enterprise;25 distributable agents | SCADA | GENESIS64 | 5468
591072 | ICO UP20AWX64MMX-PHONE | SupportWorX Premier;Add-on to AlarmWorX64 Multimedia;1 distributable agent | SCADA | GENESIS64 | 1520
591073 | ICO UP20WEBHMI-DEVCAL | SupportWorX Premier;1 Dev.Client;Adv. Client Station;Desktop/Web browser/App | SCADA | GENESIS64 | 1121
591074 | ICO UP20WEBHMI-DEVCAL/5 | SupportWorX Premier;5 Dev.Client;Adv.Client Station;Desktop/Web/App;1 lic.server | SCADA | GENESIS64 | 3680
590256 | ICO UPWEBHMI-BRWSR/100 | SupportWorX e-Care;100 Adv.Client Stations;Desktop/Web/App;single license server | SCADA | GENESIS64 | 8220
591076 | ICO UP20WEBHMI-BRWSR/5 | SupportWorX Premier; 5 Adv. Client Stations;Desktop/Web/App;1 license server | SCADA | GENESIS64 | 1852
590265 | ICO UPWEBHMI-BRWSR-R/25 | SupportWorX e-Care;25 Pairs;Adv.Client Stat.;redundant GENESIS64 App.Server lic. | SCADA | GENESIS64 | 3285
590267 | ICO UPWEBHMI-BRWSR-R/500 | SupportWorX e-Care;500Pairs;Adv.Client Stat.;redundant GENESIS64 App.Server lic. | SCADA | GENESIS64 | 39475
590271 | ICO UPWEBHMI-CAL/100 | SupportWorX e-Care;100 Client Stations (thin client); Web/App;single lic.server | SCADA | GENESIS64 | 6246
591085 | ICO UP20WEBHMI-BRWSR-R | SupportWorX Premier;1 Paar;Adv.Client Stations;redundant GENESIS64 App.Serv.lic. | SCADA | GENESIS64 | 901
591086 | ICO UP20WEBHMI-BRWSR-R/5 | SupportWorX Premier;5 Paar;Adv.Client Stations;redundant GENESIS64 App.Serv.lic. | SCADA | GENESIS64 | 2217
590892 | ICO UP15WEBHMI-BRWSR-R/25 | SupportWorX Standard ;25 Pairs;Adv.Client Stations;redundant GENESIS64 licensing | SCADA | GENESIS64 | 4927
591087 | ICO UP20WEBHMI-BRWSR-R/25 | SupportWorX Premier;25 Paar;Adv.Client Stat.;redundant GENESIS64 App.Serv.lic. | SCADA | GENESIS64 | 6569
591092 | ICO UP20WEBHMI-CAL/100 | SupportWorX Premier; 100 thin Client Stations;Web/App;1 license server | SCADA | GENESIS64 | 12491
591090 | ICO UP20WEBHMI-CAL/5 | SupportWorX Premier; 5 thin Client Stations;Web/App;1 license server | SCADA | GENESIS64 | 1413
591098 | ICO UP20WEBHMI-CAL-R/100 | SupportWorX Premier;100 Pairs;thin Client Stat.;Web;redundancy lic.;1 lic.server | SCADA | GENESIS64 | 14991
590108 | ICO WEBHMI-BRWSR-R/500 | 500 Pairs;Adv. Client Stations;redundant GENESIS64 Application Server licensing | SCADA | GENESIS64 | 394751
590117 | ICO WEBHMI-CAL-R/500 | 500 Pairs;Client Stations(thin);Web browser;redundancy lic.; single lic. server | SCADA | GENESIS64 | 296048
591095 | ICO UP20WEBHMI-CAL-R | SupportWorX Premier;1 Pair;thin Client Station;Web;redundancy licensing | SCADA | GENESIS64 | 426
591096 | ICO UP20WEBHMI-CAL-R/5 | SupportWorX Premier;5 Pairs;thin Client Stat.;Web;redundancy lic.;1 lic.server | SCADA | GENESIS64 | 1705
589172 | ICO WEBHMI-DEVCAL/25 | 25 Develop.Clients;Advanced Client Station Desktop/Web/App;single license server | SCADA | GENESIS64 | 65907
591099 | ICO UP20WEBHMI-CAL-R/500 | SupportWorX Premier;500 Pairs;thin Client Stat.;Web;redundancy lic.;1 lic.server | SCADA | GENESIS64 | 59210
590099 | ICO WEBHMI-BRWSR/500 | 500 Adv. Client Stations for Desktop/Web browser/Mobile App;single lic. server | SCADA | GENESIS64 | 328949
591100 | ICO UP20MOBILEHMI-CLIENT | SupportWorX Premier;MobileHMI Client;1 App Client;mobile/AR devices/KPIWorX | SCADA | GENESIS64 | 170
591101 | ICO UP20MOBILEHMI-CLIENT/5 | SupportWorX Premier;MobileHMI Client;5 App Client;mobile/AR devices/KPIWorX | SCADA | GENESIS64 | 682
591102 | ICO UP20MOBILEHMI-CLIENT/25 | SupportWorX Premier;MobileHMI Client;25 App Client;mobile/AR devices/KPIWorX | SCADA | GENESIS64 | 2546
591103 | ICO UP20MOBILEHMI-CLIENT/100 | SupportWorX Premier;MobileHMI Client;100 App Client;mobile/AR devices/KPIWorX | SCADA | GENESIS64 | 6823
591104 | ICO UP20MOBILEHMI-CLIENT/500 | SupportWorX Premier;MobileHMI Client;500 App Client;mobile/AR devices/KPIWorX | SCADA | GENESIS64 | 22177
591105 | ICO UP20AX-EA-5-G64-75 | SupportWorX Premier;Energy AnalytiX System;5 meter assets;GENESIS64-APP-75 model | SCADA | GENESIS64 | 1084
591106 | ICO UP20AX-EA-A | SupportWorX Premier;Energy AnalytiX Add-On to any GENESIS64-APP-nnn model | SCADA | GENESIS64 | 426
591107 | ICO UP20AX-FAX-5-G64-75 | SupportWorX Premier;Facility AnalytiX;5 Fac. AnalytiX Assets;75 GENESIS64 Tags | SCADA | GENESIS64 | 718
591108 | ICO UP20REPORTWORX64-SVR | SupportWorX Premier;ReportWorX64 Server;1 Activ. Report;10 GENESIS64 Tags | SCADA | GENESIS64 | 170
591109 | ICO UP20BRIDGEWORX64-LITE | SupportWorX Premier;BridgeWorX64 Server;5 Activ.Transactions;50 GENESIS64 Tags | SCADA | GENESIS64 | 914
591110 | ICO UP20BRIDGEWORX64-STD | SupportWorX Premier;BridgeWorX64 Server;25 Activ.Transactions;250 GENESIS64 Tags | SCADA | GENESIS64 | 4570
591111 | ICO UP20BRIDGEWORX64-ENT | SupportWorX Premier;BridgeWorX64 Server;1k Activ.Transactions;5k GENESIS64 Tags | SCADA | GENESIS64 | 14075
591112 | ICO UP20BRIDGEWORX64-TRN/5 | SupportWorX Premier;5 Activ.Trans.;BridgeWorX64 Server lic.;50 GENESIS64 Tags | SCADA | GENESIS64 | 914
591113 | ICO UP20BRIDGEWORX64-TRN/25 | SupportWorX Premier;25 Activ.Trans.;BridgeWorX64 Server lic.;250 GENESIS64 Tags | SCADA | GENESIS64 | 4570
591114 | ICO UP20BRIDGEWORX64-TRN/100 | SupportWorX Premier;100 Activ.Trans.;BridgeWorX64 Server lic.;50k GENESIS64 Tags | SCADA | GENESIS64 | 10054
591115 | ICO UP20BRIDGEWORX64-SVR-BASIC | SupportWorX Premier;BridgeWorX64 Server;1 Actively Enabled Transaction | SCADA | GENESIS64 | 178
591116 | ICO UP20IOT-CV | SupportWorX Premier;IoTWorX Gateway Soft.;Communicator;Visualizer;FWX;5k Tags | SCADA | GENESIS64 | 150
591117 | ICO UP20IOT-CV/5 | SupportWorX Premier;5 IoTWorX Gateway Soft.;Communicator;Visualizer;FWX;5k Tags | SCADA | GENESIS64 | 607
591118 | ICO UP20IOT-CV/25 | SupportWorX Premier;25 IoTWorX Gateway Soft.;Communicator;Visualizer;FWX;5k Tags | SCADA | GENESIS64 | 2344
591119 | ICO UP20IOT-CV/100 | SupportWorX Premier;100 IoTWorX Gateway Soft.;Com.;Visualizer;FWX;5k Tags | SCADA | GENESIS64 | 7187
591120 | ICO UP20IOT-CVCA | SupportWorX Premier;IoTWorX Gateway Soft.;Com.;Visual.;Col.;Analyzer;FWX;5k Tags | SCADA | GENESIS64 | 333
591121 | ICO UP20IOT-CVCA/5 | SupportWorX Premier;5 IoTWorX Gateway Soft.;Com.;Visual.;Col.;An.;FWX;5k Tags | SCADA | GENESIS64 | 1338
591122 | ICO UP20IOT-CVCA/25 | SupportWorX Premier;25 IoTWorX Gateway Soft.;Com.;Visual.;Col.;An.;FWX;5k Tags | SCADA | GENESIS64 | 5268
591123 | ICO UP20IOT-CVCA/100 | SupportWorX Premier;100 IoTWorX Gateway Soft.;Com.;Visual.;Col.;An.;FWX;5k Tags | SCADA | GENESIS64 | 15961
591124 | ICO UP20IOT-CVCA-JSON-500 | SupportWorX Premier;IoTWorX Gateway Soft.;Collector;Analyzer;FWX;JSON;500 Tags | SCADA | GENESIS64 | 882
591125 | ICO UP20IOT-CVCA-JSON-500/5 | SupportWorX Premier;5 IoTWorX Gateway Soft.;Collector;Analyzer;FWX;JSON;500 Tags | SCADA | GENESIS64 | 3532
591126 | ICO UP20IOT-CVCA-JSON-500/25 | SupportWorX Premier;25 IoTWorX Gateway Soft.;Collect.;Analyzer;FWX;JSON;500 Tags | SCADA | GENESIS64 | 14042
591127 | ICO UP20IOT-CVCA-JSON-500/100 | SupportWorX Premier;100 IoTWorX Gateway Soft.;Coll.;Analyzer;FWX;JSON;500 Tags | SCADA | GENESIS64 | 42282
591128 | ICO UP20IOT-CVCA-JSON-5000 | SupportWorX Premier;IoTWorX Gateway Soft.;Collector;Analyzer;FWX;JSON;5k Tags | SCADA | GENESIS64 | 1795
591129 | ICO UP20IOT-CVCA-JSON-5000/5 | SupportWorX Premier;5 IoTWorX Gateway Soft.;Collector;Analyzer;FWX;JSON;5k Tags | SCADA | GENESIS64 | 7187
591130 | ICO UP20IOT-CVCA-JSON-5000/25 | SupportWorX Premier;25 IoTWorX Gateway Soft.;Collector;Analyzer;FWX;JSON;5k Tags | SCADA | GENESIS64 | 28756
591131 | ICO UP20IOT-CVCA-JSON-5000/100 | SupportWorX Premier;100 IoTWorX Gateway Soft.;Collect.;Analyzer;FWX;JSON;5k Tags | SCADA | GENESIS64 | 86241
591132 | ICO UP20MELCO FA CONNECTOR | SupportWorX Premier; for Add-on connectivity to Mitsubishi Electric FA Equipment | SCADA | GENESIS64 | 170
591133 | ICO HW KEY-USB+ | Hardware key; requires available USB port | SCADA | GENESIS64 | 957
591134 | ICO HW KEY-USB+ 10PAK | 10 pack of hardware keys; requires available USB port | SCADA | GENESIS64 | 6644
591135 | ICO UPGRADE | Product functionality upgrade | SCADA | GENESIS64 | 6517
592400 | ICO APP-ARCHITECT | Quality Professional Services - Architect | SCADA | GENESIS64 | 593
592401 | ICO APP-SR-QPS | Quality Professional Services - Senior Consultant | SCADA | GENESIS64 | 424
593547 | ICO APP-QPS | Quality Professional Services - Consultant 1 hour | SCADA | GENESIS64 | 13945
593548 | ICO APP-DEV | Development Engineer | SCADA | GENESIS64 | 875
593550 | ICO APP-OVERTIME | Quality Professional Services - Overtime Rate | SCADA | GENESIS64 | 741
593551 | ICO APP TRAVEL | Travel Hours for Quality Professional Services | SCADA | GENESIS64 | 297
593562 | ICO APP TRAVEL-WEEKEND | Weekend/Holiday Travel Hours for Quality Professional Services | SCADA | GENESIS64 | 371
590277 | ICO UPWEBHMI-CAL-R/500 | SupportWorX e-Care;500 Pairs;Client Stations (thin client); Web; redundancy lic. | SCADA | GENESIS64 | 29605
590272 | ICO UPWEBHMI-CAL/500 | SupportWorX e-Care;500 Client Stations (thin client); Web/App;single lic.server | SCADA | GENESIS64 | 24670
591093 | ICO UP20WEBHMI-CAL/500 | SupportWorX Premier; 500 thin Client Stations;Web/App;1 license server | SCADA | GENESIS64 | 49340
590098 | ICO WEBHMI-BRWSR/100 | 100 Adv. Client Stations for Desktop/Web browser/Mobile App;single lic. server | SCADA | GENESIS64 | 82193
591015 | ICO UP15WEBHMI-CAL/500 | SupportWorX Standard;500 thin Client Stations;Web browser/App;1 licence server | SCADA | GENESIS64 | 37005
591079 | ICO UP20WEBHMI-BRWSR/500 | SupportWorX Premier; 500 Adv. Client Stations;Desktop/Web/App;1 license server | SCADA | GENESIS64 | 65790
590894 | ICO UP15WEBHMI-BRWSR-R/500 | SupportWorX Standard ;500 Pairs;Adv.Client Stations;redundant GENESIS64 lic. | SCADA | GENESIS64 | 59213
590110 | ICO WEBHMI-CAL/25 | 25 Client Stations (thin client);Web browser/Mobile App;single license server | SCADA | GENESIS64 | 20833
590111 | ICO WEBHMI-CAL/100 | 100 Client Stations (thin client);Web browser/Mobile App;single license server | SCADA | GENESIS64 | 62453
590097 | ICO WEBHMI-BRWSR/25 | 25 Adv. Client Stations for Desktop/Web browser/Mobile App;single license server | SCADA | GENESIS64 | 27413
590106 | ICO WEBHMI-BRWSR-R/25 | 25 Pairs;Adv. Client Stations;redundant GENESIS64 Application Server licensing | SCADA | GENESIS64 | 32842
590266 | ICO UPWEBHMI-BRWSR-R/100 | SupportWorX e-Care;100Pairs;Adv.Client Stat.;redundant GENESIS64 App.Server lic. | SCADA | GENESIS64 | 9865
591077 | ICO UP20WEBHMI-BRWSR/25 | SupportWorX Premier; 25 Adv. Client Stations;Desktop/Web/App;1 license server | SCADA | GENESIS64 | 5483
590276 | ICO UPWEBHMI-CAL-R/100 | SupportWorX e-Care;100 Pairs;Client Stations (thin client); Web; redundancy lic. | SCADA | GENESIS64 | 7496
590255 | ICO UPWEBHMI-BRWSR/25 | SupportWorX e-Care;25 Adv.Client Stations;Desktop/Web/App;single license server | SCADA | GENESIS64 | 2742
590275 | ICO UPWEBHMI-CAL-R/25 | SupportWorX e-Care;25 Pairs; Client Stations (thin client); Web; redundancy lic. | SCADA | GENESIS64 | 2495
591019 | ICO UP15WEBHMI-CAL-R/25 | SupportWorX Standard;25 Pairs;thin Client Stat.;Web;redundancy lic.;1 lic.server | SCADA | GENESIS64 | 3742
591097 | ICO UP20WEBHMI-CAL-R/25 | SupportWorX Premier;25 Pairs;thin Client Stat.;Web;redundancy lic.;1 lic.server | SCADA | GENESIS64 | 4990
741187 | ICO GEN-PURE-0075 | GENESIS v11 Pure 75 edition | SCADA | GENESIS | 4487
741188 | ICO GEN-PURE-0075-NAA | GENESIS v11 Pure 75 edition, notify and automatic option | SCADA | GENESIS | 1247
741189 | ICO GEN-PURE-0075-HE | GENESIS v11 Pure 75 edition, historical data export | SCADA | GENESIS | 997
741190 | ICO GEN-PURE-0075-HA-01500 | GENESIS v11 Pure 75 edition, 1500 historical data api access tags | SCADA | GENESIS | 15853
741191 | ICO GEN-PURE-0075-HA-05000 | GENESIS v11 Pure 75 edition, 5000 historical data api access tags | SCADA | GENESIS | 28415
741192 | ICO GEN-PURE-0075-HA-15000 | GENESIS v11 Pure 75 edition, 15000 historical data api access tags | SCADA | GENESIS | 63908
741193 | ICO GEN-PURE-0075-HA-50000 | GENESIS v11 Pure 75 edition, 50000 historical data api access tags | SCADA | GENESIS | 188333
741194 | ICO GEN-PURE-0075-HA | GENESIS v11 Pure 75 edition, unlimited historical data access | SCADA | GENESIS | 273077
741195 | ICO GEN-PURE-0150 | GENESIS v11 Pure 150 edition | SCADA | GENESIS | 6979
741196 | ICO GEN-PURE-0150-NAA | GENESIS v11 Pure 150 edition, notify and automatic option | SCADA | GENESIS | 2184
741197 | ICO GEN-PURE-0150-HE | GENESIS v11 Pure 150 edition, historical data export | SCADA | GENESIS | 997
741198 | ICO GEN-PURE-0150-HA-01500 | GENESIS v11 Pure 150 edition, 1500 historical data api access tags | SCADA | GENESIS | 15853
741199 | ICO GEN-PURE-0150-HA-05000 | GENESIS v11 Pure 150 edition, 5000 historical data api access tags | SCADA | GENESIS | 28415
741200 | ICO GEN-PURE-0150-HA-15000 | GENESIS v11 Pure 150 edition, 15000 historical data api access tags | SCADA | GENESIS | 63908
741201 | ICO GEN-PURE-0150-HA-50000 | GENESIS v11 Pure 150 edition, 50000 historical data api access tags | SCADA | GENESIS | 188333
741202 | ICO GEN-PURE-0150-HA | GENESIS v11 Pure 150 edition, unlimited historical data access | SCADA | GENESIS | 273077
741203 | ICO GEN-PURE-0500 | GENESIS v11 Pure 500 edition | SCADA | GENESIS | 9472
741204 | ICO GEN-PURE-0500-NAA | GENESIS v11 Pure 500 edition, notify and automatic option | SCADA | GENESIS | 2373
741205 | ICO GEN-PURE-0500-HE | GENESIS v11 Pure 500 edition, historical data export | SCADA | GENESIS | 997
741206 | ICO GEN-PURE-0500-HA-01500 | GENESIS v11 Pure 500 edition, 1500 historical data api access tags | SCADA | GENESIS | 15853
741207 | ICO GEN-PURE-0500-HA-05000 | GENESIS v11 Pure 500 edition, 5000 historical data api access tags | SCADA | GENESIS | 28415
741208 | ICO GEN-PURE-0500-HA-15000 | GENESIS v11 Pure 500 edition,15000 historical data api access tags | SCADA | GENESIS | 63908
741209 | ICO GEN-PURE-0500-HA-50000 | GENESIS v11 Pure 500 edition, 50000 historical data api access tags | SCADA | GENESIS | 188333
741210 | ICO GEN-PURE-0500-HA | GENESIS v11 Pure 500 edition, unlimited historical data access | SCADA | GENESIS | 273077
741211 | ICO GEN-PURE-1500 | GENESIS v11 Pure 1500 edition, base node | SCADA | GENESIS | 14457
741212 | ICO GEN-PURE-1500-NAA | GENESIS v11 Pure 1500 edition, notify and automatic option | SCADA | GENESIS | 3739
741213 | ICO GEN-PURE-1500-HE | GENESIS v11 Pure 1500 edition, historical data export | SCADA | GENESIS | 997
741214 | ICO GEN-PURE-1500-HA-01500 | GENESIS v11 Pure 1500 edition, 1500 historical data api access tags | SCADA | GENESIS | 15853
741215 | ICO GEN-PURE-1500-HA-05000 | GENESIS v11 Pure 1500 edition, 5000 historical data api access tags | SCADA | GENESIS | 28415
741216 | ICO GEN-PURE-1500-HA-15000 | GENESIS v11 Pure 1500 edition, 15000 historical data api access tags | SCADA | GENESIS | 63908
741217 | ICO GEN-PURE-1500-HA-50000 | GENESIS v11 Pure 1500 edition, 50000 historical data api access tags | SCADA | GENESIS | 188333
741218 | ICO GEN-PURE-1500-HA | GENESIS v11 Pure 1500 edition, unlimited historical data access | SCADA | GENESIS | 273077
741219 | ICO GEN-PLUS | GENESIS v11 Plus edition, base node | SCADA | GENESIS | 28415
741220 | ICO GEN-PLUS-NAA | GENESIS v11 Plus edition, notify and automatic option | SCADA | GENESIS | 6232
741221 | ICO GEN-PLUS-XTR | GENESIS v11 Plus edition, extra node | SCADA | GENESIS | 4487
741222 | ICO GEN-PLUS-ADV | GENESIS v11 Plus edition, advanced option | SCADA | GENESIS | 10718
741223 | ICO GEN-PLUS-ANA | GENESIS v11 Plus edition, analysis option | SCADA | GENESIS | 14208
741224 | ICO GEN-PLUS-INFR | GENESIS v11 Plus edition, infrastructure option | SCADA | GENESIS | 18694
741225 | ICO GEN-PROF | GENESIS v11 Professional edition, base node | SCADA | GENESIS | 44865
741226 | ICO GEN-PROF-NAA | GENESIS v11 Professional edition, notify and automatic option | SCADA | GENESIS | 8724
741227 | ICO GEN-PROF-XTR | GENESIS v11 Professional edition, extra node | SCADA | GENESIS | 8973
741228 | ICO GEN-PROF-ANA | GENESIS v11 Professional edition, analysis option | SCADA | GENESIS | 14208
741229 | ICO GEN-PROF-INFR | GENESIS v11 Professional edition, infrastructure option | SCADA | GENESIS | 18694
741230 | ICO GEN-PRIM | GENESIS v11 Prime edition, base node | SCADA | GENESIS | 91225
741231 | ICO GEN-PRIM-XTR | GENESIS v11 Prime edition, extra node | SCADA | GENESIS | 19442
741232 | ICO GEN-PRIM-INFR | GENESIS v11 Prime edition, infrastructure option | SCADA | GENESIS | 18694
741233 | ICO GEN-PLAT | GENESIS v11 Platinum edition, base node | SCADA | GENESIS | 249747
741234 | ICO GEN-PLAT-XTR | GENESIS v11 Platinum edition, extra node | SCADA | GENESIS | 50349
741235 | ICO GEN-PLUS-HE | GENESIS v11 Plus edition, historical data export | SCADA | GENESIS | 997
741236 | ICO GEN-PLUS-HA-01500 | GENESIS v11 Plus edition, 1500 historical data api access tags | SCADA | GENESIS | 15853
741237 | ICO GEN-PLUS-HA-05000 | GENESIS v11 Plus edition, 5000 historical data api access tags | SCADA | GENESIS | 28415
741238 | ICO GEN-PLUS-HA-15000 | GENESIS v11 Plus edition, 15000 historical data api access tags | SCADA | GENESIS | 63908
741239 | ICO GEN-PLUS-HA-50000 | GENESIS v11 Plus edition, 50000 historical data api access tags | SCADA | GENESIS | 188333
741240 | ICO GEN-PLUS-HA | GENESIS v11 Plus edition, unlimited historical data access | SCADA | GENESIS | 273077
741241 | ICO GEN-PROF-HE | GENESIS v11 Professional edition, historical data export | SCADA | GENESIS | 997
741242 | ICO GEN-PROF-HA-01500 | GENESIS v11 Professional edition, 1500 historical data api access tags | SCADA | GENESIS | 15853
741243 | ICO GEN-PROF-HA-05000 | GENESIS v11 Professional edition, 5000 historical data api access tags | SCADA | GENESIS | 28415
741244 | ICO GEN-PROF-HA-15000 | GENESIS v11 Professional edition, 15000 historical data api access tags | SCADA | GENESIS | 63908
741245 | ICO GEN-PROF-HA-50000 | GENESIS v11 Professional edition, 50000 historical data api access tags | SCADA | GENESIS | 188333
741246 | ICO GEN-PROF-HA | GENESIS v11 Professional edition, unlimited historical data access | SCADA | GENESIS | 273077
741247 | ICO GEN-PRIM-HE | GENESIS v11 Prime edition, historical data export | SCADA | GENESIS | 997
741248 | ICO GEN-PRIM-HA-01500 | GENESIS v11 Prime edition, 1500 historical data api access tags | SCADA | GENESIS | 15853
741249 | ICO GEN-PRIM-HA-05000 | GENESIS v11 Prime edition, 5000 historical data api access tags | SCADA | GENESIS | 28415
741250 | ICO GEN-PRIM-HA-15000 | GENESIS v11 Prime edition, 15000 historical data api access tags | SCADA | GENESIS | 63908
741251 | ICO GEN-PRIM-HA-50000 | GENESIS v11 Prime edition, 50000 historical data api access tags | SCADA | GENESIS | 188333
741252 | ICO GEN-PRIM-HA | GENESIS v11 Prime edition, unlimited historical data access | SCADA | GENESIS | 273077
741253 | ICO GEN-PLAT-HE | GENESIS v11 Platinum edition, historical data export | SCADA | GENESIS | 997
741254 | ICO GEN-PLAT-HA-01500 | GENESIS v11 Platinum edition, 1500 historical data api access tags | SCADA | GENESIS | 15853
741255 | ICO GEN-PLAT-HA-05000 | GENESIS v11 Platinum edition, 5000 historical data api access tags | SCADA | GENESIS | 28415
741256 | ICO GEN-PLAT-HA-15000 | GENESIS v11 Platinum edition, 15000 historical data api access tags | SCADA | GENESIS | 63908
741257 | ICO GEN-PLAT-HA-50000 | GENESIS v11 Platinum edition, 50000 historical data api access tags | SCADA | GENESIS | 188333
741258 | ICO GEN-PLAT-HA | GENESIS v11 Platinum edition, unlimited historical data access | SCADA | GENESIS | 273077
741259 | ICO SUB-GEN-PLUS | SUBSCRIPTION GENESIS v11 Plus edition, base node | SCADA | GENESIS | 11366
741260 | ICO SUB-GEN-PLUS-NAA | SUBSCRIPTION GENESIS v11 Plus edition, notify and automatic option | SCADA | GENESIS | 2493
741261 | ICO SUB-GEN-PLUS-XTR | SUBSCRIPTION GENESIS v11 Plus edition, extra node | SCADA | GENESIS | 1795
741262 | ICO SUB-GEN-PLUS-ADV | SUBSCRIPTION GENESIS v11 Plus edition, advanced option | SCADA | GENESIS | 4288
741263 | ICO SUB-GEN-PLUS-ANA | SUBSCRIPTION GENESIS v11 Plus edition, analysis option | SCADA | GENESIS | 5683
741264 | ICO SUB-GEN-PLUS-INFR | SUBSCRIPTION GENESIS v11 Plus edition, infrastructure option | SCADA | GENESIS | 7478
741265 | ICO SUB-GEN-PROF | SUBSCRIPTION GENESIS v11 Professional edition, base node | SCADA | GENESIS | 17946
741266 | ICO SUB-GEN-PROF-NAA | SUBSCRIPTION GENESIS v11 Professional edition, notify and automatic option | SCADA | GENESIS | 3490
741267 | ICO SUB-GEN-PROF-XTR | SUBSCRIPTION GENESIS v11 Professional edition, extra node | SCADA | GENESIS | 3590
741268 | ICO SUB-GEN-PROF-ANA | SUBSCRIPTION GENESIS v11 Professional edition, analysis option | SCADA | GENESIS | 5683
741269 | ICO SUB-GEN-PROF-INFR | SUBSCRIPTION GENESIS v11 Professional edition, infrastructure option | SCADA | GENESIS | 7478
741270 | ICO SUB-GEN-PRIM | SUBSCRIPTION GENESIS v11 Prime edition, base node | SCADA | GENESIS | 36490
741271 | ICO SUB-GEN-PRIM-XTR | SUBSCRIPTION GENESIS v11 Prime edition, extra node | SCADA | GENESIS | 7777
741272 | ICO SUB-GEN-PRIM-INFR | SUBSCRIPTION GENESIS v11 Prime edition, infrastructure option | SCADA | GENESIS | 7478
741273 | ICO SUB-GEN-PLAT | SUBSCRIPTION GENESIS v11 Platinum edition, base node | SCADA | GENESIS | 99899
741274 | ICO SUB-GEN-PLAT-XTR | SUBSCRIPTION GENESIS v11 Platinum edition, extra node | SCADA | GENESIS | 20140
741275 | ICO SUB-GEN-PLUS-HE | SUBSCRIPTION GENESIS v11 Plus edition, historical data export | SCADA | GENESIS | 399
741276 | ICO SUB-GEN-PLUS-HA-01500 | SUBSCRIPTION GENESIS v11 Plus edition, 1500 historical data api access tags | SCADA | GENESIS | 6341
741277 | ICO SUB-GEN-PLUS-HA-05000 | SUBSCRIPTION GENESIS v11 Plus edition, 5000 historical data api access tags | SCADA | GENESIS | 11366
741278 | ICO SUB-GEN-PLUS-HA-15000 | SUBSCRIPTION GENESIS v11 Plus edition, 15000 historical data api access tags | SCADA | GENESIS | 25563
741279 | ICO SUB-GEN-PLUS-HA-50000 | SUBSCRIPTION GENESIS v11 Plus edition, 50000 historical data api access tags | SCADA | GENESIS | 75333
741280 | ICO SUB-GEN-PLUS-HA | SUBSCRIPTION GENESIS v11 Plus edition, unlimited historical data access | SCADA | GENESIS | 109231
741281 | ICO SUB-GEN-PROF-HE | SUBSCRIPTION GENESIS v11 Professional edition, historical data export | SCADA | GENESIS | 399
741282 | ICO SUB-GEN-PROF-HA-01500 | SUBSCRIPTION GENESIS v11 Professional edition, 1500 hist. data api access tags | SCADA | GENESIS | 6341
741283 | ICO SUB-GEN-PROF-HA-05000 | SUBSCRIPTION GENESIS v11 Professional edition, 5000 hist. data api access tags | SCADA | GENESIS | 11366
741284 | ICO SUB-GEN-PROF-HA-15000 | SUBSCRIPTION GENESIS v11 Professional edition, 15000 hist. data api access tags | SCADA | GENESIS | 25563
741285 | ICO SUB-GEN-PROF-HA-50000 | SUBSCRIPTION GENESIS v11 Professional edition, 50000 hist. data api access tags | SCADA | GENESIS | 75333
741286 | ICO SUB-GEN-PROF-HA | SUBSCRIPTION GENESIS v11 Professional edition, unlimited historical data access | SCADA | GENESIS | 109231
741291 | ICO SUB-GEN-PRIM-HE | SUBSCRIPTION GENESIS v11 Prime edition, historical data export | SCADA | GENESIS | 399
741292 | ICO SUB-GEN-PRIM-HA-01500 | SUBSCRIPTION GENESIS v11 Prime edition, 1500 historical data api access tags | SCADA | GENESIS | 6341
741293 | ICO SUB-GEN-PRIM-HA-05000 | SUBSCRIPTION GENESIS v11 Prime edition, 5000 historical data api access tags | SCADA | GENESIS | 11366
741294 | ICO SUB-GEN-PRIM-HA-15000 | SUBSCRIPTION GENESIS v11 Prime edition, 15000 historical data api access tags | SCADA | GENESIS | 25563
741295 | ICO SUB-GEN-PRIM-HA-50000 | SUBSCRIPTION GENESIS v11 Prime edition, 50000 historical data api access tags | SCADA | GENESIS | 75333
741296 | ICO SUB-GEN-PRIM-HA | SUBSCRIPTION GENESIS v11 Prime edition, unlimited historical data access | SCADA | GENESIS | 109231
741297 | ICO SUB-GEN-PLAT-HE | SUBSCRIPTION GENESIS v11 Platinum edition, historical data export | SCADA | GENESIS | 399
741298 | ICO SUB-GEN-PLAT-HA-01500 | SUBSCRIPTION GENESIS v11 Platinum edition, 1500 historical data api access tags | SCADA | GENESIS | 6341
741299 | ICO SUB-GEN-PLAT-HA-05000 | SUBSCRIPTION GENESIS v11 Platinum edition, 5000 historical data api access tags | SCADA | GENESIS | 11366
741300 | ICO SUB-GEN-PLAT-HA-15000 | SUBSCRIPTION GENESIS v11 Platinum edition, 15000 historical data api access tags | SCADA | GENESIS | 25563
741301 | ICO SUB-GEN-PLAT-HA-50000 | SUBSCRIPTION GENESIS v11 Platinum edition, 50000 historical data api access tags | SCADA | GENESIS | 75333
741302 | ICO SUB-GEN-PLAT-HA | SUBSCRIPTION GENESIS v11 Platinum edition, unlimited historical data access | SCADA | GENESIS | 109231
741303 | ICO UPGEN-PLAT PREMIER | Premier Support, GENESIS v11 Platinum edition, base node | SCADA | GENESIS | 49950
741304 | ICO UPGEN-PLAT-HA PREMIER | Premier Support, GENESIS v11 Platinum edition, unlimited historical data access | SCADA | GENESIS | 54616
741305 | ICO UPGEN-PLAT-HA-01500 PREMIER | Premier Support, GENESIS v11 Platinum edition, 1500 hist. data api access tags | SCADA | GENESIS | 3171
741306 | ICO UPGEN-PLAT-HA-05000 PREMIER | Premier Support, GENESIS v11 Platinum edition, 5000 hist. data api access tags | SCADA | GENESIS | 5683
741307 | ICO UPGEN-PLAT-HA-15000 PREMIER | Premier Support, GENESIS v11 Platinum edition, 15000 hist. data api access tags | SCADA | GENESIS | 12782
741308 | ICO UPGEN-PLAT-HA-50000 PREMIER | Premier Support, GENESIS v11 Platinum edition, 50000 hist. data api access tags | SCADA | GENESIS | 37667
741309 | ICO UPGEN-PLAT-HE PREMIER | Premier Support, GENESIS v11 Platinum edition, historical data export | SCADA | GENESIS | 200
741310 | ICO UPGEN-PLAT-XTR PREMIER | Premier Support, GENESIS v11 Platinum edition, extra node | SCADA | GENESIS | 10070
741311 | ICO UPGEN-PLUS PREMIER | Premier Support, GENESIS v11 Plus edition, base node | SCADA | GENESIS | 5683
741312 | ICO UPGEN-PLUS-ADV PREMIER | Premier Support, GENESIS v11 Plus edition, advanced option | SCADA | GENESIS | 2144
741313 | ICO UPGEN-PLUS-ANA PREMIER | Premier Support, GENESIS v11 Plus edition, analysis option | SCADA | GENESIS | 2842
741314 | ICO UPGEN-PLUS-HA PREMIER | Premier Support, GENESIS v11 Plus edition, unlimited historical data access | SCADA | GENESIS | 54616
741315 | ICO UPGEN-PLUS-HA-01500 PREMIER | Premier Support, GENESIS v11 Plus edition, 1500 historical data api access tags | SCADA | GENESIS | 3171
741316 | ICO UPGEN-PLUS-HA-05000 PREMIER | Premier Support, GENESIS v11 Plus edition, 5000 historical data api access tags | SCADA | GENESIS | 5683
741317 | ICO UPGEN-PLUS-HA-15000 PREMIER | Premier Support, GENESIS v11 Plus edition, 15000 historical data api access tags | SCADA | GENESIS | 12782
741318 | ICO UPGEN-PLUS-HA-50000 PREMIER | Premier Support, GENESIS v11 Plus edition, 50000 historical data api access tags | SCADA | GENESIS | 37667
741319 | ICO UPGEN-PLUS-HE PREMIER | Premier Support, GENESIS v11 Plus edition, historical data export | SCADA | GENESIS | 200
741320 | ICO UPGEN-PLUS-INFR PREMIER | Premier Support, GENESIS v11 Plus edition, infrastructure option | SCADA | GENESIS | 3739
741321 | ICO UPGEN-PLUS-NAA PREMIER | Premier Support, GENESIS v11 Plus edition, notify and automatic option | SCADA | GENESIS | 1247
741322 | ICO UPGEN-PLUS-XTR PREMIER | Premier Support, GENESIS v11 Plus edition, extra node | SCADA | GENESIS | 898
741323 | ICO UPGEN-PRIM PREMIER | Premier Support, GENESIS v11 Prime edition, base node | SCADA | GENESIS | 18245
741324 | ICO UPGEN-PRIM-HA PREMIER | Premier Support, GENESIS v11 Prime edition, unlimited historical data access | SCADA | GENESIS | 54616
741325 | ICO UPGEN-PRIM-HA-01500 PREMIER | Premier Support, GENESIS v11 Prime edition, 1500 historical data api access tags | SCADA | GENESIS | 3171
741326 | ICO UPGEN-PRIM-HA-05000 PREMIER | Premier Support, GENESIS v11 Prime edition, 5000 historical data api access tags | SCADA | GENESIS | 5683
741327 | ICO UPGEN-PRIM-HA-15000 PREMIER | Premier Support, GENESIS v11 Prime edition, 15000 hist. data api access tags | SCADA | GENESIS | 12782
741328 | ICO UPGEN-PRIM-HA-50000 PREMIER | Premier Support, GENESIS v11 Prime edition, 50000 hist. data api access tags | SCADA | GENESIS | 37667
741329 | ICO UPGEN-PRIM-HE PREMIER | Premier Support, GENESIS v11 Prime edition, historical data export | SCADA | GENESIS | 200
741330 | ICO UPGEN-PRIM-INFR PREMIER | Premier Support, GENESIS v11 Prime edition, infrastructure option | SCADA | GENESIS | 3739
741331 | ICO UPGEN-PRIM-XTR PREMIER | Premier Support, GENESIS v11 Prime edition, extra node | SCADA | GENESIS | 3889
741332 | ICO UPGEN-PROF PREMIER | Premier Support, GENESIS v11 Professional edition, base node | SCADA | GENESIS | 8973
741333 | ICO UPGEN-PROF-ANA PREMIER | Premier Support, GENESIS v11 Professional edition, analysis option | SCADA | GENESIS | 2842
741334 | ICO UPGEN-PROF-HA PREMIER | Premier Support, GENESIS v11 Professional edition, unlimited hist. data access | SCADA | GENESIS | 54616
741335 | ICO UPGEN-PROF-HA-01500 PREMIER | Premier Support, GENESIS v11 Professional ed., 1500 hist. data api access tags | SCADA | GENESIS | 3171
741336 | ICO UPGEN-PROF-HA-05000 PREMIER | Premier Support, GENESIS v11 Professional ed., 5000 hist. data api access tags | SCADA | GENESIS | 5683
741337 | ICO UPGEN-PROF-HA-15000 PREMIER | Premier Support, GENESIS v11 Professional ed., 15000 hist. data api access tags | SCADA | GENESIS | 12782
741338 | ICO UPGEN-PROF-HA-50000 PREMIER | Premier Support, GENESIS v11 Professional ed., 50000 hist. data api access tags | SCADA | GENESIS | 37667
741339 | ICO UPGEN-PROF-HE PREMIER | Premier Support, GENESIS v11 Professional edition, historical data export | SCADA | GENESIS | 200
741340 | ICO UPGEN-PROF-INFR PREMIER | Premier Support, GENESIS v11 Professional edition, infrastructure option | SCADA | GENESIS | 3739
741341 | ICO UPGEN-PROF-NAA PREMIER | Premier Support, GENESIS v11 Professional edition, notify and automatic option | SCADA | GENESIS | 1745
741342 | ICO UPGEN-PROF-XTR PREMIER | Premier Support, GENESIS v11 Professional edition, extra node | SCADA | GENESIS | 1795
741343 | ICO UPGEN-PURE-0075 PREMIER | Premier Support, GENESIS v11 Pure 75 edition | SCADA | GENESIS | 898
741344 | ICO UPGEN-PURE-0075-HA PREMIER | Premier Support, GENESIS v11 Pure 75 edition, unlimited historical data access | SCADA | GENESIS | 54616
741345 | ICO UPGEN-PURE-0075-HA-01500 PREMIER | Premier Support, GENESIS v11 Pure 75 edition, 1500 hist. data api access tags | SCADA | GENESIS | 3171
741346 | ICO UPGEN-PURE-0075-HA-05000 PREMIER | Premier Support, GENESIS v11 Pure 75 edition, 5000 hist. data api access tags | SCADA | GENESIS | 5683
741347 | ICO UPGEN-PURE-0075-HA-15000 PREMIER | Premier Support, GENESIS v11 Pure 75 edition, 15000 hist. data api access tags | SCADA | GENESIS | 12782
741348 | ICO UPGEN-PURE-0075-HA-50000 PREMIER | Premier Support, GENESIS v11 Pure 75 edition, 50000 hist. data api access tags | SCADA | GENESIS | 37667
741349 | ICO UPGEN-PURE-0075-HE PREMIER | Premier Support, GENESIS v11 Pure 75 edition, historical data export | SCADA | GENESIS | 200
741350 | ICO UPGEN-PURE-0075-NAA PREMIER | Premier Support, GENESIS v11 Pure 75 edition, notify and automatic option | SCADA | GENESIS | 250
741351 | ICO UPGEN-PURE-0150 PREMIER | Premier Support, GENESIS v11 Pure 150 edition | SCADA | GENESIS | 1396
741352 | ICO UPGEN-PURE-0150-HA PREMIER | Premier Support, GENESIS v11 Pure 150 edition, unlimited historical data access | SCADA | GENESIS | 54616
741353 | ICO UPGEN-PURE-0150-HA-01500 PREMIER | Premier Support, GENESIS v11 Pure 150 edition, 1500 hist. data api access tags | SCADA | GENESIS | 3171
741354 | ICO UPGEN-PURE-0150-HA-05000 PREMIER | Premier Support, GENESIS v11 Pure 150 edition, 5000 hist. data api access tags | SCADA | GENESIS | 5683
741355 | ICO UPGEN-PURE-0150-HA-15000 PREMIER | Premier Support, GENESIS v11 Pure 150 edition, 15000 hist. data api access tags | SCADA | GENESIS | 12782
741356 | ICO UPGEN-PURE-0150-HA-50000 PREMIER | Premier Support, GENESIS v11 Pure 150 edition, 50000 hist. data api access tags | SCADA | GENESIS | 37667
741357 | ICO UPGEN-PURE-0150-HE PREMIER | Premier Support, GENESIS v11 Pure 150 edition, historical data export | SCADA | GENESIS | 200
741358 | ICO UPGEN-PURE-0150-NAA PREMIER | Premier Support, GENESIS v11 Pure 150 edition, notify and automatic option | SCADA | GENESIS | 437
741359 | ICO UPGEN-PURE-0500 PREMIER | Premier Support, GENESIS v11 Pure 500 edition | SCADA | GENESIS | 1895
741360 | ICO UPGEN-PURE-0500-HA PREMIER | Premier Support, GENESIS v11 Pure 500 edition, unlimited historical data access | SCADA | GENESIS | 54616
741361 | ICO UPGEN-PURE-0500-HA-01500 PREMIER | Premier Support, GENESIS v11 Pure 500 edition, 1500 hist. data api access tags | SCADA | GENESIS | 3171
741362 | ICO UPGEN-PURE-0500-HA-05000 PREMIER | Premier Support, GENESIS v11 Pure 500 edition, 5000 hist. data api access tags | SCADA | GENESIS | 5683
741363 | ICO UPGEN-PURE-0500-HA-15000 PREMIER | Premier Support, GENESIS v11 Pure 500 edition,15000 hist. data api access tags | SCADA | GENESIS | 12782
741364 | ICO UPGEN-PURE-0500-HA-50000 PREMIER | Premier Support, GENESIS v11 Pure 500 edition, 50000 hist. data api access tags | SCADA | GENESIS | 37667
741365 | ICO UPGEN-PURE-0500-HE PREMIER | Premier Support, GENESIS v11 Pure 500 edition, historical data export | SCADA | GENESIS | 200
741366 | ICO UPGEN-PURE-0500-NAA PREMIER | Premier Support, GENESIS v11 Pure 500 edition, notify and automatic option | SCADA | GENESIS | 475
741367 | ICO UPGEN-PURE-1500 PREMIER | Premier Support, GENESIS v11 Pure 1500 edition, base node | SCADA | GENESIS | 2892
741368 | ICO UPGEN-PURE-1500-HA PREMIER | Premier Support, GENESIS v11 Pure 1500 edition, unlimited historical data access | SCADA | GENESIS | 54616
741369 | ICO UPGEN-PURE-1500-HA-01500 PREMIER | Premier Support, GENESIS v11 Pure 1500 edition, 1500 hist. data api access tags | SCADA | GENESIS | 3171
741370 | ICO UPGEN-PURE-1500-HA-05000 PREMIER | Premier Support, GENESIS v11 Pure 1500 edition, 5000 hist. data api access tags | SCADA | GENESIS | 5683
741371 | ICO UPGEN-PURE-1500-HA-15000 PREMIER | Premier Support, GENESIS v11 Pure 1500 edition, 15000 hist. data api access tags | SCADA | GENESIS | 12782
741372 | ICO UPGEN-PURE-1500-HA-50000 PREMIER | Premier Support, GENESIS v11 Pure 1500 edition, 50000 hist. data api access tags | SCADA | GENESIS | 37667
741373 | ICO UPGEN-PURE-1500-HE PREMIER | Premier Support, GENESIS v11 Pure 1500 edition, historical data export | SCADA | GENESIS | 200
741374 | ICO UPGEN-PURE-1500-NAA PREMIER | Premier Support, GENESIS v11 Pure 1500 edition, notify and automatic option | SCADA | GENESIS | 748
741375 | ICO UPGEN-PLAT PREMIER MUL | Premier Multiyear Support, GENESIS v11 Platinum edition, base node | SCADA | GENESIS | 43706
741376 | ICO UPGEN-PLAT-HA PREMIER MUL | Premier Multiyear Support, GENESIS v11 Platinum ed., unlimited hist. data access | SCADA | GENESIS | 47789
741377 | ICO UPGEN-PLAT-HA-01500 PREMIER MUL | Premier Multiyear Support, GENESIS v11 Platinum ed., 1500 hist.da. api acc. tags | SCADA | GENESIS | 2775
741378 | ICO UPGEN-PLAT-HA-05000 PREMIER MUL | Premier Multiyear Support, GENESIS v11 Platinum ed., 5000 hist.da. api acc. tags | SCADA | GENESIS | 4973
741379 | ICO UPGEN-PLAT-HA-15000 PREMIER MUL | Premier Multiyear Support, GENESIS v11 Plat. ed., 15000 hist.da.api acc.tags | SCADA | GENESIS | 11184
741380 | ICO UPGEN-PLAT-HA-50000 PREMIER MUL | Premier Multiyear Support, GENESIS v11 Plat. ed., 50000 hist.da.api acc.tags | SCADA | GENESIS | 32959
741381 | ICO UPGEN-PLAT-HE PREMIER MUL | Premier Multiyear Support, GENESIS v11 Platinum edition, historical data export | SCADA | GENESIS | 175
741382 | ICO UPGEN-PLAT-XTR PREMIER MUL | Premier Multiyear Support, GENESIS v11 Platinum edition, extra node | SCADA | GENESIS | 8811
741383 | ICO UPGEN-PLUS PREMIER MUL | Premier Multiyear Support, GENESIS v11 Plus edition, base node | SCADA | GENESIS | 4973
741384 | ICO UPGEN-PLUS-ADV PREMIER MUL | Premier Multiyear Support, GENESIS v11 Plus edition, advanced option | SCADA | GENESIS | 1876
741385 | ICO UPGEN-PLUS-ANA PREMIER MUL | Premier Multiyear Support, GENESIS v11 Plus edition, analysis option | SCADA | GENESIS | 2487
741386 | ICO UPGEN-PLUS-HA PREMIER MUL | Premier Multiyear Support, GENESIS v11 Plus edition, unlimited hist. data access | SCADA | GENESIS | 47789
741387 | ICO UPGEN-PLUS-HA-01500 PREMIER MUL | Premier Multiyear Support, GENESIS v11 Plus ed., 1500 hist. data api access tags | SCADA | GENESIS | 2775
741388 | ICO UPGEN-PLUS-HA-05000 PREMIER MUL | Premier Multiyear Support, GENESIS v11 Plus ed., 5000 hist. data api access tags | SCADA | GENESIS | 4973
741389 | ICO UPGEN-PLUS-HA-15000 PREMIER MUL | Premier Multiyear Support, GENESIS v11 Plus ed., 15000 hist. data api acc. tags | SCADA | GENESIS | 11184
741390 | ICO UPGEN-PLUS-HA-50000 PREMIER MUL | Premier Multiyear Support, GENESIS v11 Plus ed., 50000 hist. data api acc. tags | SCADA | GENESIS | 32959
741400 | ICO UPGEN-PLUS-HE PREMIER MUL | Premier Multiyear Support, GENESIS v11 Plus edition, historical data export | SCADA | GENESIS | 175
741401 | ICO UPGEN-PLUS-INFR PREMIER MUL | Premier Multiyear Support, GENESIS v11 Plus edition, infrastructure option | SCADA | GENESIS | 3272
741402 | ICO UPGEN-PLUS-NAA PREMIER MUL | Premier Multiyear Support, GENESIS v11 Plus edition, notify and automatic option | SCADA | GENESIS | 1091
741403 | ICO UPGEN-PLUS-XTR PREMIER MUL | Premier Multiyear Support, GENESIS v11 Plus edition, extra node | SCADA | GENESIS | 786
741404 | ICO UPGEN-PRIM PREMIER MUL | Premier Multiyear Support, GENESIS v11 Prime edition, base node | SCADA | GENESIS | 15965
741405 | ICO UPGEN-PRIM-HA PREMIER MUL | Premier Multiyear Support, GENESIS v11 Prime ed., unlimited hist. data access | SCADA | GENESIS | 47789
741406 | ICO UPGEN-PRIM-HA-01500 PREMIER MUL | Premier Multiyear Support, GENESIS v11 Prime ed., 1500 hist. data api acc. tags | SCADA | GENESIS | 2775
741407 | ICO UPGEN-PRIM-HA-05000 PREMIER MUL | Premier Multiyear Support, GENESIS v11 Prime ed., 5000 hist. data api acc. tags | SCADA | GENESIS | 4973
741408 | ICO UPGEN-PRIM-HA-15000 PREMIER MUL | Premier Multiyear Support, GENESIS v11 Prime ed., 15000 hist. data api acc. tags | SCADA | GENESIS | 11184
741409 | ICO UPGEN-PRIM-HA-50000 PREMIER MUL | Premier Multiyear Support, GENESIS v11 Prime ed., 50000 hist. data api acc. tags | SCADA | GENESIS | 32959
741410 | ICO UPGEN-PRIM-HE PREMIER MUL | Premier Multiyear Support, GENESIS v11 Prime edition, historical data export | SCADA | GENESIS | 175
741411 | ICO UPGEN-PRIM-INFR PREMIER MUL | Premier Multiyear Support, GENESIS v11 Prime edition, infrastructure option | SCADA | GENESIS | 3272
741412 | ICO UPGEN-PRIM-XTR PREMIER MUL | Premier Multiyear Support, GENESIS v11 Prime edition, extra node | SCADA | GENESIS | 3403
741413 | ICO UPGEN-PROF PREMIER MUL | Premier Multiyear Support, GENESIS v11 Professional edition, base node | SCADA | GENESIS | 7852
741414 | ICO UPGEN-PROF-ANA PREMIER MUL | Premier Multiyear Support, GENESIS v11 Professional edition, analysis option | SCADA | GENESIS | 2487
741415 | ICO UPGEN-PROF-HA PREMIER MUL | Premier Multiyear Support, GENESIS v11 Professional ed., unlimited hist.da. acc. | SCADA | GENESIS | 47789
741416 | ICO UPGEN-PROF-HA-01500 PREMIER MUL | Premier Multiyear Support, GENESIS v11 Prof. ed., 1500 hist.da.api acc.tags | SCADA | GENESIS | 2775
741417 | ICO UPGEN-PROF-HA-05000 PREMIER MUL | Premier Multiyear Support, GENESIS v11 Prof. ed., 5000 hist.da.api acc.tags | SCADA | GENESIS | 4973
741418 | ICO UPGEN-PROF-HA-15000 PREMIER MUL | Premier Multiyear Support, GENESIS v11 Professional edition, 15000 hist. tags | SCADA | GENESIS | 11184
741419 | ICO UPGEN-PROF-HA-50000 PREMIER MUL | Premier Multiyear Support, GENESIS v11 Prof. ed., 50000 hist.da.api acc.tags | SCADA | GENESIS | 32959
741420 | ICO UPGEN-PROF-HE PREMIER MUL | Premier Multiyear Support, GENESIS v11 Professional edition, hist. data export | SCADA | GENESIS | 175
741421 | ICO UPGEN-PROF-INFR PREMIER MUL | Premier Multiyear Support, GENESIS v11 Professional ed., infrastructure option | SCADA | GENESIS | 3272
741452 | ICO UPGEN-PROF-NAA PREMIER MUL | Premier Multiyear Support, GENESIS v11 Prof. ed., notify and automatic option | SCADA | GENESIS | 1527
741453 | ICO UPGEN-PROF-XTR PREMIER MUL | Premier Multiyear Support, GENESIS v11 Professional edition, extra node | SCADA | GENESIS | 1571
741454 | ICO UPGEN-PURE-0075 PREMIER MUL | Premier Multiyear Support, GENESIS v11 Pure 75 edition | SCADA | GENESIS | 786
741455 | ICO UPGEN-PURE-0075-HA PREMIER MUL | Premier Multiyear Support, GENESIS v11 Pure 75 ed., unlimited hist. data access | SCADA | GENESIS | 47789
741456 | ICO UPGEN-PURE-0075-HA-01500 PREMIER MUL | Premier Multiyear Support, GENESIS v11 Pure 75 ed., 1500 hist.da. api acc. tags | SCADA | GENESIS | 2775
741457 | ICO UPGEN-PURE-0075-HA-05000 PREMIER MUL | Premier Multiyear Support, GENESIS v11 Pure 75 ed., 5000 hist.da. api acc. tags | SCADA | GENESIS | 4973
741458 | ICO UPGEN-PURE-0075-HA-15000 PREMIER MUL | Premier Multiyear Support, GENESIS v11 Pure 75 ed., 15000 hist.da. api acc. tags | SCADA | GENESIS | 11184
741459 | ICO UPGEN-PURE-0075-HA-50000 PREMIER MUL | Premier Multiyear Support, GENESIS v11 Pure 75 ed., 50000 hist.da. api acc. tags | SCADA | GENESIS | 32959
741460 | ICO UPGEN-PURE-0075-HE PREMIER MUL | Premier Multiyear Support, GENESIS v11 Pure 75 edition, historical data export | SCADA | GENESIS | 175
741461 | ICO UPGEN-PURE-0075-NAA PREMIER MUL | Premier Multiyear Support, GENESIS v11 Pure 75 ed., notify and automatic option | SCADA | GENESIS | 219
741462 | ICO UPGEN-PURE-0150 PREMIER MUL | Premier Multiyear Support, GENESIS v11 Pure 150 edition | SCADA | GENESIS | 1222
741463 | ICO UPGEN-PURE-0150-HA PREMIER MUL | Premier Multiyear Support, GENESIS v11 Pure 150 ed., unlimited hist. data access | SCADA | GENESIS | 47789
741464 | ICO UPGEN-PURE-0150-HA-01500 PREMIER MUL | Premier Multiyear Support, GENESIS v11 Pure 150 ed., 1500 hist.da. api acc. tags | SCADA | GENESIS | 2775
741465 | ICO UPGEN-PURE-0150-HA-05000 PREMIER MUL | Premier Multiyear Support, GENESIS v11 Pure 150 ed., 5000 hist.da. api acc. tags | SCADA | GENESIS | 4973
741466 | ICO UPGEN-PURE-0150-HA-15000 PREMIER MUL | Premier Multiyear Support, GENESIS v11 Pure 150 ed., 15000 hist.da.api acc.tags | SCADA | GENESIS | 11184
741467 | ICO UPGEN-PURE-0150-HA-50000 PREMIER MUL | Premier Multiyear Support, GENESIS v11 Pure 150 ed., 50000 hist.da.api acc.tags | SCADA | GENESIS | 32959
741468 | ICO UPGEN-PURE-0150-HE PREMIER MUL | Premier Multiyear Support, GENESIS v11 Pure 150 edition, historical data export | SCADA | GENESIS | 175
741469 | ICO UPGEN-PURE-0150-NAA PREMIER MUL | Premier Multiyear Support, GENESIS v11 Pure 150 ed., notify and automatic option | SCADA | GENESIS | 383
741470 | ICO UPGEN-PURE-0500 PREMIER MUL | Premier Multiyear Support, GENESIS v11 Pure 500 edition | SCADA | GENESIS | 1658
741471 | ICO UPGEN-PURE-0500-HA PREMIER MUL | Premier Multiyear Support, GENESIS v11 Pure 500 ed., unlimited hist. data access | SCADA | GENESIS | 47789
741472 | ICO UPGEN-PURE-0500-HA-01500 PREMIER MUL | Premier Multiyear Support, GENESIS v11 Pure 500 ed., 1500 hist.da. api acc. tags | SCADA | GENESIS | 2775
741473 | ICO UPGEN-PURE-0500-HA-05000 PREMIER MUL | Premier Multiyear Support, GENESIS v11 Pure 500 ed., 5000 hist.da. api acc. tags | SCADA | GENESIS | 4973
741474 | ICO UPGEN-PURE-0500-HA-15000 PREMIER MUL | Premier Multiyear Support, GENESIS v11 Pure 500 ed.,15000 hist.da. api acc. tags | SCADA | GENESIS | 11184
741475 | ICO UPGEN-PURE-0500-HA-50000 PREMIER MUL | Premier Multiyear Support, GENESIS v11 Pure 500 ed., 50000 hist.da.api acc.tags | SCADA | GENESIS | 32959
741476 | ICO UPGEN-PURE-0500-HE PREMIER MUL | Premier Multiyear Support, GENESIS v11 Pure 500 edition, historical data export | SCADA | GENESIS | 175
741477 | ICO UPGEN-PURE-0500-NAA PREMIER MUL | Premier Multiyear Support, GENESIS v11 Pure 500 ed., notify and automatic option | SCADA | GENESIS | 416
741478 | ICO UPGEN-PURE-1500 PREMIER MUL | Premier Multiyear Support, GENESIS v11 Pure 1500 edition, base node | SCADA | GENESIS | 2530
741479 | ICO UPGEN-PURE-1500-HA PREMIER MUL | Premier Multiyear Support, GENESIS v11 Pure 1500 ed., unlimited hist. data acc. | SCADA | GENESIS | 47789
741480 | ICO UPGEN-PURE-1500-HA-01500 PREMIER MUL | Premier Multiyear Support, GENESIS v11 Pure 1500 ed., 1500 hist.da.api acc.tags | SCADA | GENESIS | 2775
741481 | ICO UPGEN-PURE-1500-HA-05000 PREMIER MUL | Premier Multiyear Support, GENESIS v11 Pure 1500 ed., 5000 hist.da.api acc.tags | SCADA | GENESIS | 4973
741482 | ICO UPGEN-PURE-1500-HA-15000 PREMIER MUL | Premier Multiyear Support, GENESIS v11 Pure 1500 ed., 15000 hist.da.api acc.tags | SCADA | GENESIS | 11184
741483 | ICO UPGEN-PURE-1500-HA-50000 PREMIER MUL | Premier Multiyear Support, GENESIS v11 Pure 1500 ed., 50000 hist.da.api acc.tags | SCADA | GENESIS | 32959
741484 | ICO UPGEN-PURE-1500-HE PREMIER MUL | Premier Multiyear Support, GENESIS v11 Pure 1500 edition, historical data export | SCADA | GENESIS | 175
741485 | ICO UPGEN-PURE-1500-NAA PREMIER MUL | Premier Multiyear Support, GENESIS v11 Pure 1500 ed., notify and automatic opt. | SCADA | GENESIS | 655
741486 | ICO UPGEN-PLAT STANDARD | Standard Support, GENESIS v11 Platinum edition, base node | SCADA | GENESIS | 37463
741487 | ICO UPGEN-PLAT-HA STANDARD | Standard Support, GENESIS v11 Platinum edition, unlimited historical data access | SCADA | GENESIS | 40962
741488 | ICO UPGEN-PLAT-HA-01500 STANDARD | Standard Support, GENESIS v11 Platinum edition, 1500 hist. data api access tags | SCADA | GENESIS | 2378
741489 | ICO UPGEN-PLAT-HA-05000 STANDARD | Standard Support, GENESIS v11 Platinum edition, 5000 hist. data api access tags | SCADA | GENESIS | 4263
741490 | ICO UPGEN-PLAT-HA-15000 STANDARD | Standard Support, GENESIS v11 Platinum edition, 15000 hist. data api access tags | SCADA | GENESIS | 9587
741491 | ICO UPGEN-PLAT-HA-50000 STANDARD | Standard Support, GENESIS v11 Platinum edition, 50000 hist. data api access tags | SCADA | GENESIS | 28250
741492 | ICO UPGEN-PLAT-HE STANDARD | Standard Support, GENESIS v11 Platinum edition, historical data export | SCADA | GENESIS | 150
741493 | ICO UPGEN-PLAT-XTR STANDARD | Standard Support, GENESIS v11 Platinum edition, extra node | SCADA | GENESIS | 7553
741494 | ICO UPGEN-PLUS STANDARD | Standard Support, GENESIS v11 Plus edition, base node | SCADA | GENESIS | 4263
741495 | ICO UPGEN-PLUS-ADV STANDARD | Standard Support, GENESIS v11 Plus edition, advanced option | SCADA | GENESIS | 1608
741496 | ICO UPGEN-PLUS-ANA STANDARD | Standard Support, GENESIS v11 Plus edition, analysis option | SCADA | GENESIS | 2132
741497 | ICO UPGEN-PLUS-HA STANDARD | Standard Support, GENESIS v11 Plus edition, unlimited historical data access | SCADA | GENESIS | 40962
741498 | ICO UPGEN-PLUS-HA-01500 STANDARD | Standard Support, GENESIS v11 Plus edition, 1500 historical data api access tags | SCADA | GENESIS | 2378
741499 | ICO UPGEN-PLUS-HA-05000 STANDARD | Standard Support, GENESIS v11 Plus edition, 5000 historical data api access tags | SCADA | GENESIS | 4263
741500 | ICO UPGEN-PLUS-HA-15000 STANDARD | Standard Support, GENESIS v11 Plus edition, 15000 hist. data api access tags | SCADA | GENESIS | 9587
741501 | ICO UPGEN-PLUS-HA-50000 STANDARD | Standard Support, GENESIS v11 Plus edition, 50000 hist. data api access tags | SCADA | GENESIS | 28250
741502 | ICO UPGEN-PLUS-HE STANDARD | Standard Support, GENESIS v11 Plus edition, historical data export | SCADA | GENESIS | 150
741503 | ICO UPGEN-PLUS-INFR STANDARD | Standard Support, GENESIS v11 Plus edition, infrastructure option | SCADA | GENESIS | 2805
741504 | ICO UPGEN-PLUS-NAA STANDARD | Standard Support, GENESIS v11 Plus edition, notify and automatic option | SCADA | GENESIS | 935
741505 | ICO UPGEN-PLUS-XTR STANDARD | Standard Support, GENESIS v11 Plus edition, extra node | SCADA | GENESIS | 673
741506 | ICO UPGEN-PRIM STANDARD | Standard Support, GENESIS v11 Prime edition, base node | SCADA | GENESIS | 13684
741507 | ICO UPGEN-PRIM-HA STANDARD | Standard Support, GENESIS v11 Prime edition, unlimited historical data access | SCADA | GENESIS | 40962
741508 | ICO UPGEN-PRIM-HA-01500 STANDARD | Standard Support, GENESIS v11 Prime edition, 1500 hist. data api access tags | SCADA | GENESIS | 2378
741509 | ICO UPGEN-PRIM-HA-05000 STANDARD | Standard Support, GENESIS v11 Prime edition, 5000 hist. data api access tags | SCADA | GENESIS | 4263
741510 | ICO UPGEN-PRIM-HA-15000 STANDARD | Standard Support, GENESIS v11 Prime edition, 15000 hist. data api access tags | SCADA | GENESIS | 9587
741511 | ICO UPGEN-PRIM-HA-50000 STANDARD | Standard Support, GENESIS v11 Prime edition, 50000 hist. data api access tags | SCADA | GENESIS | 28250
741512 | ICO UPGEN-PRIM-HE STANDARD | Standard Support, GENESIS v11 Prime edition, historical data export | SCADA | GENESIS | 150
741513 | ICO UPGEN-PRIM-INFR STANDARD | Standard Support, GENESIS v11 Prime edition, infrastructure option | SCADA | GENESIS | 2805
741514 | ICO UPGEN-PRIM-XTR STANDARD | Standard Support, GENESIS v11 Prime edition, extra node | SCADA | GENESIS | 2917
741515 | ICO UPGEN-PROF STANDARD | Standard Support, GENESIS v11 Professional edition, base node | SCADA | GENESIS | 6730
741516 | ICO UPGEN-PROF-ANA STANDARD | Standard Support, GENESIS v11 Professional edition, analysis option | SCADA | GENESIS | 2132
741517 | ICO UPGEN-PROF-HA STANDARD | Standard Support, GENESIS v11 Professional edition, unlimited hist. data access | SCADA | GENESIS | 40962
741518 | ICO UPGEN-PROF-HA-01500 STANDARD | Standard Support, GENESIS v11 Professional ed., 1500 hist. data api access tags | SCADA | GENESIS | 2378
741519 | ICO UPGEN-PROF-HA-05000 STANDARD | Standard Support, GENESIS v11 Professional ed., 5000 hist. data api access tags | SCADA | GENESIS | 4263
741520 | ICO UPGEN-PROF-HA-15000 STANDARD | Standard Support, GENESIS v11 Professional ed., 15000 hist. data api access tags | SCADA | GENESIS | 9587
741521 | ICO UPGEN-PROF-HA-50000 STANDARD | Standard Support, GENESIS v11 Professional ed., 50000 hist. data api access tags | SCADA | GENESIS | 28250
741522 | ICO UPGEN-PROF-HE STANDARD | Standard Support, GENESIS v11 Professional edition, historical data export | SCADA | GENESIS | 150
741523 | ICO UPGEN-PROF-INFR STANDARD | Standard Support, GENESIS v11 Professional edition, infrastructure option | SCADA | GENESIS | 2805
741524 | ICO UPGEN-PROF-NAA STANDARD | Standard Support, GENESIS v11 Professional edition, notify and automatic option | SCADA | GENESIS | 1309
741525 | ICO UPGEN-PROF-XTR STANDARD | Standard Support, GENESIS v11 Professional edition, extra node | SCADA | GENESIS | 1346
741526 | ICO UPGEN-PURE-0075 STANDARD | Standard Support, GENESIS v11 Pure 75 edition | SCADA | GENESIS | 673
741527 | ICO UPGEN-PURE-0075-HA STANDARD | Standard Support, GENESIS v11 Pure 75 edition, unlimited historical data access | SCADA | GENESIS | 40962
741528 | ICO UPGEN-PURE-0075-HA-01500 STANDARD | Standard Support, GENESIS v11 Pure 75 edition, 1500 hist. data api access tags | SCADA | GENESIS | 2378
741529 | ICO UPGEN-PURE-0075-HA-05000 STANDARD | Standard Support, GENESIS v11 Pure 75 edition, 5000 hist. data api access tags | SCADA | GENESIS | 4263
741532 | ICO UPGEN-PURE-0075-HA-15000 STANDARD | Standard Support, GENESIS v11 Pure 75 edition, 15000 hist. data api access tags | SCADA | GENESIS | 9587
741533 | ICO UPGEN-PURE-0075-HA-50000 STANDARD | Standard Support, GENESIS v11 Pure 75 edition, 50000 hist. data api access tags | SCADA | GENESIS | 28250
741534 | ICO UPGEN-PURE-0075-HE STANDARD | Standard Support, GENESIS v11 Pure 75 edition, historical data export | SCADA | GENESIS | 150
741535 | ICO UPGEN-PURE-0075-NAA STANDARD | Standard Support, GENESIS v11 Pure 75 edition, notify and automatic option | SCADA | GENESIS | 187
741536 | ICO UPGEN-PURE-0150 STANDARD | Standard Support, GENESIS v11 Pure 150 edition | SCADA | GENESIS | 1047
741537 | ICO UPGEN-PURE-0150-HA STANDARD | Standard Support, GENESIS v11 Pure 150 edition, unlimited historical data access | SCADA | GENESIS | 40962
741538 | ICO UPGEN-PURE-0150-HA-01500 STANDARD | Standard Support, GENESIS v11 Pure 150 edition, 1500 hist. data api access tags | SCADA | GENESIS | 2378
741539 | ICO UPGEN-PURE-0150-HA-05000 STANDARD | Standard Support, GENESIS v11 Pure 150 edition, 5000 hist. data api access tags | SCADA | GENESIS | 4263
741540 | ICO UPGEN-PURE-0150-HA-15000 STANDARD | Standard Support, GENESIS v11 Pure 150 edition, 15000 hist. data api access tags | SCADA | GENESIS | 9587
741541 | ICO UPGEN-PURE-0150-HA-50000 STANDARD | Standard Support, GENESIS v11 Pure 150 edition, 50000 hist. data api access tags | SCADA | GENESIS | 28250
741542 | ICO UPGEN-PURE-0150-HE STANDARD | Standard Support, GENESIS v11 Pure 150 edition, historical data export | SCADA | GENESIS | 150
741543 | ICO UPGEN-PURE-0150-NAA STANDARD | Standard Support, GENESIS v11 Pure 150 edition, notify and automatic option | SCADA | GENESIS | 328
741544 | ICO UPGEN-PURE-0500 STANDARD | Standard Support, GENESIS v11 Pure 500 edition | SCADA | GENESIS | 1421
741545 | ICO UPGEN-PURE-0500-HA STANDARD | Standard Support, GENESIS v11 Pure 500 edition, unlimited historical data access | SCADA | GENESIS | 40962
741546 | ICO UPGEN-PURE-0500-HA-01500 STANDARD | Standard Support, GENESIS v11 Pure 500 edition, 1500 hist. data api access tags | SCADA | GENESIS | 2378
741547 | ICO UPGEN-PURE-0500-HA-05000 STANDARD | Standard Support, GENESIS v11 Pure 500 edition, 5000 hist. data api access tags | SCADA | GENESIS | 4263
741548 | ICO UPGEN-PURE-0500-HA-15000 STANDARD | Standard Support, GENESIS v11 Pure 500 edition,15000 hist. data api access tags | SCADA | GENESIS | 9587
741549 | ICO UPGEN-PURE-0500-HA-50000 STANDARD | Standard Support, GENESIS v11 Pure 500 edition, 50000 hist. data api access tags | SCADA | GENESIS | 28250
741550 | ICO UPGEN-PURE-0500-HE STANDARD | Standard Support, GENESIS v11 Pure 500 edition, historical data export | SCADA | GENESIS | 150
741551 | ICO UPGEN-PURE-0500-NAA STANDARD | Standard Support, GENESIS v11 Pure 500 edition, notify and automatic option | SCADA | GENESIS | 356
741552 | ICO UPGEN-PURE-1500 STANDARD | Standard Support, GENESIS v11 Pure 1500 edition, base node | SCADA | GENESIS | 2169
741553 | ICO UPGEN-PURE-1500-HA STANDARD | Standard Support, GENESIS v11 Pure 1500 edition, unlimited hist. data access | SCADA | GENESIS | 40962
741554 | ICO UPGEN-PURE-1500-HA-01500 STANDARD | Standard Support, GENESIS v11 Pure 1500 edition, 1500 hist. data api access tags | SCADA | GENESIS | 2378
741555 | ICO UPGEN-PURE-1500-HA-05000 STANDARD | Standard Support, GENESIS v11 Pure 1500 edition, 5000 hist. data api access tags | SCADA | GENESIS | 4263
741556 | ICO UPGEN-PURE-1500-HA-15000 STANDARD | Standard Support, GENESIS v11 Pure 1500 ed., 15000 hist. data api access tags | SCADA | GENESIS | 9587
741557 | ICO UPGEN-PURE-1500-HA-50000 STANDARD | Standard Support, GENESIS v11 Pure 1500 ed., 50000 hist. data api access tags | SCADA | GENESIS | 28250
741558 | ICO UPGEN-PURE-1500-HE STANDARD | Standard Support, GENESIS v11 Pure 1500 edition, historical data export | SCADA | GENESIS | 150
741559 | ICO UPGEN-PURE-1500-NAA STANDARD | Standard Support, GENESIS v11 Pure 1500 edition, notify and automatic option | SCADA | GENESIS | 561
741560 | ICO UPGEN-PLAT STANDARD MUL | Standard Multiyear Support, GENESIS v11 Platinum edition, base node | SCADA | GENESIS | 31219
741561 | ICO UPGEN-PLAT-HA STANDARD MUL | Standard Multiyear Support, GENESIS v11 Platinum ed., unlimited hist. data acc. | SCADA | GENESIS | 34135
741562 | ICO UPGEN-PLAT-HA-01500 STANDARD MUL | Standard Multiyear Support, GENESIS v11 Plat. ed., 1500 hist.da.api acc.tags | SCADA | GENESIS | 1982
741563 | ICO UPGEN-PLAT-HA-05000 STANDARD MUL | Standard Multiyear Support, GENESIS v11 Plat. ed., 5000 hist.da.api acc.tags | SCADA | GENESIS | 3552
741564 | ICO UPGEN-PLAT-HA-15000 STANDARD MUL | Standard Multiyear Support, GENESIS v11 Plat. ed., 15000 hist.da.api acc.tags | SCADA | GENESIS | 7989
741565 | ICO UPGEN-PLAT-HA-50000 STANDARD MUL | Standard Multiyear Support, GENESIS v11 Plat. ed., 50000 hist.da.api acc.tags | SCADA | GENESIS | 23542
741566 | ICO UPGEN-PLAT-HE STANDARD MUL | Standard Multiyear Support, GENESIS v11 Platinum edition, historical data export | SCADA | GENESIS | 125
741567 | ICO UPGEN-PLAT-XTR STANDARD MUL | Standard Multiyear Support, GENESIS v11 Platinum edition, extra node | SCADA | GENESIS | 6294
741568 | ICO UPGEN-PLUS STANDARD MUL | Standard Multiyear Support, GENESIS v11 Plus edition, base node | SCADA | GENESIS | 3552
741569 | ICO UPGEN-PLUS-ADV STANDARD MUL | Standard Multiyear Support, GENESIS v11 Plus edition, advanced option | SCADA | GENESIS | 1340
741570 | ICO UPGEN-PLUS-ANA STANDARD MUL | Standard Multiyear Support, GENESIS v11 Plus edition, analysis option | SCADA | GENESIS | 1776
741571 | ICO UPGEN-PLUS-HA STANDARD MUL | Standard Multiyear Support, GENESIS v11 Plus ed., unlimited hist. data access | SCADA | GENESIS | 34135
741572 | ICO UPGEN-PLUS-HA-01500 STANDARD MUL | Standard Multiyear Support, GENESIS v11 Plus ed., 1500 hist. data api acc. tags | SCADA | GENESIS | 1982
741573 | ICO UPGEN-PLUS-HA-05000 STANDARD MUL | Standard Multiyear Support, GENESIS v11 Plus ed., 5000 hist. data api acc. tags | SCADA | GENESIS | 3552
741574 | ICO UPGEN-PLUS-HA-15000 STANDARD MUL | Standard Multiyear Support, GENESIS v11 Plus ed., 15000 hist. data api acc. tags | SCADA | GENESIS | 7989
741575 | ICO UPGEN-PLUS-HA-50000 STANDARD MUL | Standard Multiyear Support, GENESIS v11 Plus ed., 50000 hist. data api acc. tags | SCADA | GENESIS | 23542
741576 | ICO UPGEN-PLUS-HE STANDARD MUL | Standard Multiyear Support, GENESIS v11 Plus edition, historical data export | SCADA | GENESIS | 125
741577 | ICO UPGEN-PLUS-INFR STANDARD MUL | Standard Multiyear Support, GENESIS v11 Plus edition, infrastructure option | SCADA | GENESIS | 2337
741578 | ICO UPGEN-PLUS-NAA STANDARD MUL | Standard Multiyear Support, GENESIS v11 Plus ed., notify and automatic option | SCADA | GENESIS | 779
741579 | ICO UPGEN-PLUS-XTR STANDARD MUL | Standard Multiyear Support, GENESIS v11 Plus edition, extra node | SCADA | GENESIS | 561
741580 | ICO UPGEN-PRIM STANDARD MUL | Standard Multiyear Support, GENESIS v11 Prime edition, base node | SCADA | GENESIS | 11404
741581 | ICO UPGEN-PRIM-HA STANDARD MUL | Standard Multiyear Support, GENESIS v11 Prime ed., unlimited hist. data access | SCADA | GENESIS | 34135
741582 | ICO UPGEN-PRIM-HA-01500 STANDARD MUL | Standard Multiyear Support, GENESIS v11 Prime ed., 1500 hist. data api acc. tags | SCADA | GENESIS | 1982
741583 | ICO UPGEN-PRIM-HA-05000 STANDARD MUL | Standard Multiyear Support, GENESIS v11 Prime ed., 5000 hist. data api acc. tags | SCADA | GENESIS | 3552
741584 | ICO UPGEN-PRIM-HA-15000 STANDARD MUL | Standard Multiyear Support, GENESIS v11 Prime ed., 15000 hist.da. api acc. tags | SCADA | GENESIS | 7989
741585 | ICO UPGEN-PRIM-HA-50000 STANDARD MUL | Standard Multiyear Support, GENESIS v11 Prime ed., 50000 hist.da. api acc. tags | SCADA | GENESIS | 23542
741586 | ICO UPGEN-PRIM-HE STANDARD MUL | Standard Multiyear Support, GENESIS v11 Prime edition, historical data export | SCADA | GENESIS | 125
741587 | ICO UPGEN-PRIM-INFR STANDARD MUL | Standard Multiyear Support, GENESIS v11 Prime edition, infrastructure option | SCADA | GENESIS | 2337
741588 | ICO UPGEN-PRIM-XTR STANDARD MUL | Standard Multiyear Support, GENESIS v11 Prime edition, extra node | SCADA | GENESIS | 2431
741589 | ICO UPGEN-PROF STANDARD MUL | Standard Multiyear Support, GENESIS v11 Professional edition, base node | SCADA | GENESIS | 5609
741590 | ICO UPGEN-PROF-ANA STANDARD MUL | Standard Multiyear Support, GENESIS v11 Professional edition, analysis option | SCADA | GENESIS | 1776
741591 | ICO UPGEN-PROF-HA STANDARD MUL | Standard Multiyear Support, GENESIS v11 Prof. ed., unlimited hist.da. acc. | SCADA | GENESIS | 34135
741592 | ICO UPGEN-PROF-HA-01500 STANDARD MUL | Standard Multiyear Support, GENESIS v11 Prof. ed., 1500 hist.da.api acc.tags | SCADA | GENESIS | 1982
741593 | ICO UPGEN-PROF-HA-05000 STANDARD MUL | Standard Multiyear Support, GENESIS v11 Prof. ed., 5000 hist.da.api acc.tags | SCADA | GENESIS | 3552
741594 | ICO UPGEN-PROF-HA-15000 STANDARD MUL | Standard Multiyear Support, GENESIS v11 Prof. ed., 15000 hist.da.api acc.tags | SCADA | GENESIS | 7989
741595 | ICO UPGEN-PROF-HA-50000 STANDARD MUL | Standard Multiyear Support, GENESIS v11 Prof. ed., 50000 hist.da.api acc.tags | SCADA | GENESIS | 23542
741596 | ICO UPGEN-PROF-HE STANDARD MUL | Standard Multiyear Support, GENESIS v11 Professional edition, hist. data export | SCADA | GENESIS | 125
741597 | ICO UPGEN-PROF-INFR STANDARD MUL | Standard Multiyear Support, GENESIS v11 Professional ed., infrastructure option | SCADA | GENESIS | 2337
741598 | ICO UPGEN-PROF-NAA STANDARD MUL | Standard Multiyear Support, GENESIS v11 Prof. ed., notify and automatic option | SCADA | GENESIS | 1091
741599 | ICO UPGEN-PROF-XTR STANDARD MUL | Standard Multiyear Support, GENESIS v11 Professional edition, extra node | SCADA | GENESIS | 1122
741600 | ICO UPGEN-PURE-0075 STANDARD MUL | Standard Multiyear Support, GENESIS v11 Pure 75 edition | SCADA | GENESIS | 561
741601 | ICO UPGEN-PURE-0075-HA STANDARD MUL | Standard Multiyear Support, GENESIS v11 Pure 75 ed., unlimited hist. data access | SCADA | GENESIS | 34135
741602 | ICO UPGEN-PURE-0075-HA-01500 STAND. MUL | Standard Multiyear Support, GENESIS v11 Pure 75 ed., 1500 hist.da. api acc. tags | SCADA | GENESIS | 1982
741603 | ICO UPGEN-PURE-0075-HA-05000 STAND. MUL | Standard Multiyear Support, GENESIS v11 Pure 75 ed., 5000 hist.da. api acc. tags | SCADA | GENESIS | 3552
741604 | ICO UPGEN-PURE-0075-HA-15000 STAND. MUL | Standard Multiyear Support, GENESIS v11 Pure 75 ed., 15000 hist.da.api acc.tags | SCADA | GENESIS | 7989
741605 | ICO UPGEN-PURE-0075-HA-50000 STAND. MUL | Standard Multiyear Support, GENESIS v11 Pure 75 ed., 50000 hist.da.api acc.tags | SCADA | GENESIS | 23542
741606 | ICO UPGEN-PURE-0075-HE STANDARD MUL | Standard Multiyear Support, GENESIS v11 Pure 75 edition, historical data export | SCADA | GENESIS | 125
741607 | ICO UPGEN-PURE-0075-NAA STANDARD MUL | Standard Multiyear Support, GENESIS v11 Pure 75 ed., notify and automatic option | SCADA | GENESIS | 156
741608 | ICO UPGEN-PURE-0150 STANDARD MUL | Standard Multiyear Support, GENESIS v11 Pure 150 edition | SCADA | GENESIS | 873
741609 | ICO UPGEN-PURE-0150-HA STANDARD MUL | Standard Multiyear Support, GENESIS v11 Pure 150 ed., unlimited hist. data acc. | SCADA | GENESIS | 34135
741610 | ICO UPGEN-PURE-0150-HA-01500 STAND. MUL | Standard Multiyear Support, GENESIS v11 Pure 150 ed., 1500 hist.da.api acc.tags | SCADA | GENESIS | 1982
741611 | ICO UPGEN-PURE-0150-HA-05000 STAND. MUL | Standard Multiyear Support, GENESIS v11 Pure 150 ed., 5000 hist.da.api acc.tags | SCADA | GENESIS | 3552
741612 | ICO UPGEN-PURE-0150-HA-15000 STAND. MUL | Standard Multiyear Support, GENESIS v11 Pure 150 ed., 15000 hist.da.api acc.tags | SCADA | GENESIS | 7989
741613 | ICO UPGEN-PURE-0150-HA-50000 STAND. MUL | Standard Multiyear Support, GENESIS v11 Pure 150 ed., 50000 hist.da.api acc.tags | SCADA | GENESIS | 23542
741614 | ICO UPGEN-PURE-0150-HE STANDARD MUL | Standard Multiyear Support, GENESIS v11 Pure 150 edition, historical data export | SCADA | GENESIS | 125
741615 | ICO UPGEN-PURE-0150-NAA STANDARD MUL | Standard Multiyear Support, GENESIS v11 Pure 150 ed., notify and automatic opt. | SCADA | GENESIS | 273
741616 | ICO UPGEN-PURE-0500 STANDARD MUL | Standard Multiyear Support, GENESIS v11 Pure 500 edition | SCADA | GENESIS | 1184
741617 | ICO UPGEN-PURE-0500-HA STANDARD MUL | Standard Multiyear Support, GENESIS v11 Pure 500 ed., unlimited hist. data acc. | SCADA | GENESIS | 34135
741618 | ICO UPGEN-PURE-0500-HA-01500 STAND. MUL | Standard Multiyear Support, GENESIS v11 Pure 500 ed., 1500 hist.da.api acc.tags | SCADA | GENESIS | 1982
741619 | ICO UPGEN-PURE-0500-HA-05000 STAND. MUL | Standard Multiyear Support, GENESIS v11 Pure 500 ed., 5000 hist.da.api acc.tags | SCADA | GENESIS | 3552
741620 | ICO UPGEN-PURE-0500-HA-15000 STAND. MUL | Standard Multiyear Support, GENESIS v11 Pure 500 ed.,15000 hist.da.api acc.tags | SCADA | GENESIS | 7989
741621 | ICO UPGEN-PURE-0500-HA-50000 STAND. MUL | Standard Multiyear Support, GENESIS v11 Pure 500 ed., 50000 hist.da.api acc.tags | SCADA | GENESIS | 23542
741622 | ICO UPGEN-PURE-0500-HE STANDARD MUL | Standard Multiyear Support, GENESIS v11 Pure 500 edition, historical data export | SCADA | GENESIS | 125
741623 | ICO UPGEN-PURE-0500-NAA STANDARD MUL | Standard Multiyear Support, GENESIS v11 Pure 500 ed., notify and automatic opt. | SCADA | GENESIS | 297
741624 | ICO UPGEN-PURE-1500 STANDARD MUL | Standard Multiyear Support, GENESIS v11 Pure 1500 edition, base node | SCADA | GENESIS | 1808
741625 | ICO UPGEN-PURE-1500-HA STANDARD MUL | Standard Multiyear Support, GENESIS v11 Pure 1500 ed., unlimited hist. data acc. | SCADA | GENESIS | 34135
741626 | ICO UPGEN-PURE-1500-HA-01500 STAND. MUL | Standard Multiyear Support, GENESIS v11 Pure 1500 ed., 1500 hist.da.api acc.tags | SCADA | GENESIS | 1982
741627 | ICO UPGEN-PURE-1500-HA-05000 STAND. MUL | Standard Multiyear Support, GENESIS v11 Pure 1500 ed., 5000 hist.da.api acc.tags | SCADA | GENESIS | 3552
741628 | ICO UPGEN-PURE-1500-HA-15000 STAND. MUL | Standard Multiyear Support, GENESIS v11 Pure 1500 ed, 15000 hist.da.api acc.tags | SCADA | GENESIS | 7989
741629 | ICO UPGEN-PURE-1500-HA-50000 STAND. MUL | Standard Multiyear Support, GENESIS v11 Pure 1500 ed, 50000 hist.da.api acc.tags | SCADA | GENESIS | 23542
741630 | ICO UPGEN-PURE-1500-HE STANDARD MUL | Standard Multiyear Support, GENESIS v11 Pure 1500 edition, hist. data export | SCADA | GENESIS | 125
741631 | ICO UPGEN-PURE-1500-NAA STANDARD MUL | Standard Multiyear Support, GENESIS v11 Pure 1500 ed., notify and automatic opt. | SCADA | GENESIS | 468
741632 | ICO 24x7,Premier, Not Pure under 100k | Support Option 24x7 for GENESIS v11 Premier, Not Pure, under 100k | SCADA | GENESIS | 19940
741633 | ICO 24x7,Premier, Pure | Support Option 24x7 for GENESIS v11 Premier, Pure | SCADA | GENESIS | 1994
741634 | ICO 24x7,Standard, Not Pure under 100k | Support Option 24x7 for GENESIS v11 Standard, Not Pure, under 100k | SCADA | GENESIS | 63808
741635 | ICO 24x7,Standard, Pure | Support Option 24x7 for GENESIS v11 Standard, Pure | SCADA | GENESIS | 9970